## Version Control
Version Control and Governance
Document Instructions
Refer Instructions tab
Revision History
Revision Date | Version | Revised By | Description of Changes
2023-07-12 | 2 | npert@ | Added an option for N/A for serial relationships in the dropdown
2023-07-11 | 2 | npert@ | b/290725624. device status column added to control panel and private network switch tabs (retired / active ) so they can be retired in LBAM
2023-06-29 | 2 | npert@ | The total number of shares to the VLook sheet reached its maximum. A copy of the sheet has been made and the import on the VLook tab updated to conect to the new url
2023-06-21 | 2 | npert@ | Updated field validation as per this doc for LBAM bulk upoad requirements
2023-06-01 | 2 | alanjackson@ | Updated sheet with new menu item for Add-Ons, including a sub-menu for the ability to generate new GUIDs for one or many cells to support QR code payload asset.guid information
2023-04-28 | 2 | npert@ | Added help text to column "Device ID & Any Other Information" to include examples of other IDs that can be stored
2023-04-14 | 2 | npert@ | MUD File columns deleted from Tab3 (b/275347101)
2023-04-04 | 2 | alanjackson@ | Default hide the columns related to IP Peer - Peer Comms (b/272695271) Add conditional formatting to highlight use of vague systems (b/252788003) Added asset function validation against LBAM table (b/276901321) Added Device Connection Type (b/235549300)
2023-03-09 | 2 | npert@ | Column renamed to "Jack Label" (March 2021) Temporary device tab added (June 2021) Corphosting column added to identify corphosting status of each asset (Feb 2022) Device Owner Added (as requested by Caiti Banks Sept 2022) Serial Relationship column added Sept 2023 b/254291005) POE drop down Added (b/256110818) [UPoE+ added dropdown by approval ONLY)
2020-10-30 | 2 | npert@ nsass@ | Merging of DBRS Audit and Appendix 6 V1.4 with fields reviewed and agreed during the Rews Enriched data for LBAM works Stronger validation of data entry (using data validation and conditional formatting) Addition of a Temporary Devices Tab to track both temporary commissioning devices and interim MDF/IDF monitoring systems Link between Tabs 3 and 4 reduced to be just Manufacturer and Model (removing the firmware) as firmware was defined as an equipment level attribute during LBAM data review Addition of a CorpHosted Field to track whether a device needed corphosting Addition of a Corphosting tab to assist in the corphosting process (still required copying and pasting into EFIM template) Generation of GUID directly in the sheet Auto creation of QR code payload Update to Instructions Script for menu item to autohide sheets depending on use (NC/Audit) Script to only offer devices for selected manufacturer
2019-12-11 | 1.4 | nsass@ | Restructuring and Streamlining columns Alignment with DBRS Workbook for Service Now Upload Addition of Instructions Addition of Validations as per SSOT document Addition of Data Ownership
Reviewer Table
Name | Date | LGTM | Comments
Maryam Ahmad |  | PENDING
Jean-baptiste Marigo |  | PENDING
Richard Reid | 2023-06-22 | REVIEWED | VaANANTAus comments to be addressed - resolved as of 29/07/2023
Christopher May | 2023-05-26 | REVIEWED
Avdoot Venkateswaran |  | PENDING
Thang Nguyen | 2023-06-07 | REVIEWED
Clare Meredith | 2023-05-12 | REVIEWED
Caiti Banks | 2023-05-24 | WAITING | Approved, aware of all changes, new requirements reviewed and submitted 5/24
Joe Benn |  | PENDING
Kyle Hasegawa |  | PENDING
Jason McElroy |  | PENDING
Natalie Skvortsova |  | PENDING
Trevor Pering |  | PENDING
Francesco Anselmo |  | PENDING
Samuel King |  | PENDING
Sohaib Sheikh | 2023-06-26 | REVIEWED
Kaloyan Kaloyanov | 2023-06-22 | REVIEWED
Ian McGrath |  | PENDING
Patrick Nehls |  | PENDING
Sean Mcnulty |  | PENDING
Approver Table
Name | Date | LGTM | Comments
Mark Farrow | 2023-05-26 | APPROVED
Alan Jackson | 2023-05-08 | APPROVED

## Project Level Change Control
Project Level Change Control
Revision History
Revision Date | Version | Revised By | LDAP | Description of Changes

## Instructions
Instruction for Appendix 6 - Digital Building Device Register
General Guidance
No. | Description
1 | The Appendix 6 - Digital Building Device Register is a critical aspect of project delivery and acts as a central data repository for all building systems data. It is to be used for corphosting/enrolling all IP devices onto the GEN network and also to upload all record data (IP and serial) to an asset database used by Google.
2 | Create a copy of this template and use it for your specific project / audit with correct building code.
3 | This sheet should be centrally managed by a single entity. For new construction / upgrade projects: Compliant - Design - MEP designer - Construction - General Contractor or Variable PM for India Smart Ready - Design - DBC - Construction - MSI For DBRS audits: - Surveyor conducting the audit
4 | For new construction / upgrade projects: All device parameters of every device must be provided to Google at least 4-6 weeks (subject to project size) pANANTAr to the installation and commissioning on site.
5 | The data populated by the System Owners / Surveyors should not have any obvious gaps or issues.
6 | There should be no entries like ‘unknown’ or ‘N/A’ for fields that are expected. For a ‘unknown’ or ‘N/A’ response, provide a justification for that row item in the comments column in its respective tab.
7 | There are many validation checks incorporated with cells as follows: - All cells that are mandatory to be filled are in "Yellow". Once these are filled, they would turn "White". If the entry is Not Applicable the N/A should be entered. If information for the entry could not be found then "Not Verified" should be entered. - Certain columns should not have duplicates. If there is a duplication error, the cell will highlight in "Red". - Certain cells will only take input in a certain format and will show an error message if not in the correct format such as IP address, Subnet Mask, Default Gateway, MAC address. - Cells with a dropdown should only be filled with items selectable from the list provided. - The QR Payload is automatically generated based on the information entered in other cells - The hostname is automatically generated based on the information entered in other cells - Device Type is automatically generated based on the manufacturer and model entered in the corresponding columns - Photos column will only accept URL's, N/A, or Not verified. - Datasheets and Technical manuals columns will only accept URL's, N/A, or Not verified. All datasheets should be stored on Google Drive and not a link to an external web site that is liable to change
8 | A consistent format should be used throughout this device register: - A consistent font and size of text to be used - Data fields should be consistent across all cells (columns and rows)
9 | On cells with dropdown, select the information as per the project / audit. In some extreme cases, the dropdowns might not show the specific information, if so, overwrite the cell with correct information and justify in the comments section.
10 | When copying and pasting into this document from any source (internal or external), - Right click on the cell - Select Paste Special dropdown option - Select Paste values only (Ctrl, Shift, V) Do not use Ctrl & V as this will override any validation rules which may disrupt the sheet.
Specific Guidance
No. | Description
Project Level Change Control
1 | This Tab is provided for Change Control to ensure changes made within the document are recorded
2 | As a minimum the following changes should be recorded: • Issue from MSI/DBC/GC to SME/GEN Deploy for device provisioning • When Updated by SME with Provisioining information issued by Corphosting Team • Any changes of MAC address after devices provisioned that require GUTS ticket to change them • Final submission for import into SAP after PC
3 | The revision date has to be recorded The revision version must be incremented The person making the change and their LDAP must be recorded In the comments a full description of the changes between the versions needs to be recorded
Specific Guidance
No. | Description
1-Facility Questionnaire for DBRS Audits
1 | This tab will be hidden from new build projects and only shown for audits.
2 | To be filled out by the FM pANANTAr to Audits being carried out
Tab 2 - Building
1 | The Building Tab is used to capture broad building and system level information. The tab is structured in sections relating to different systems, for example BMS, LCS, EMS etc to be populated by individual Systems Owner / Surveyor
2 | Row 3-23 General question about the building which should be available with: For New Construction - REWS PM and Local/Embedded PM For DBRS Audit - Surveyor POC to verify from Local FM
3 | Row 25-27 General question about the Landlord which should be available with: For New Construction - REWS PM and Local/Embedded PM. PM to liaise with Landlord to obtain the information. For DBRS Audit -Surveyor POC to verify from Local FM
4 | Row 29-35 General question about the FM which should be available with: For New Construction - Local FM on the project For DBRS Audit - Local FM in the building
5 | Row 37-38 General question about the MDF/IDF Information which should be available with: For New Construction - GEN Deploy TPM on the project For DBRS Audit - Surveyor POC to verify from Local FM/GEN
6 | Row 40-41 General question about the OT / Private Network Information which should be available with: For New Construction - System Owner on the project For DBRS Audit - Surveyor to obtain the data through the audit
7 | Row 43 - 76 General question about the BMS installed in the building(s). Note: If the system does not apply to the project / audit, fill with N/A.
8 | Row 78 - 110 General question about the LCS installed in the building(s). Note: If the system does not apply to the project / audit, fill with N/A.
9 | Row 112 - 144 General question about the EMS installed in the building(s). Note: If the system does not apply to the project / audit, fill with N/A.
10 | Row 146 - 178 General question about the Lift/Elevator installed in the building(s). Note: If the system does not apply to the project / audit, fill with N/A.
11 | Row 180 - 212 General question about the Fire Alarm System installed in the building(s). Note: If the system does not apply to the project / audit, fill with N/A.
12 | Row 214 - 246 General question about the Blinds/Drapes installed in the building(s). Note: If the system does not apply to the project / audit, fill with N/A.
13 | Row 248 - 282 General question about the Google Food installed in the building(s). Note: If the system does not apply to the project / audit, fill with N/A.
14 | Row 284 - 316 General question about the Misc. System 1 installed in the building(s). Note: If the system does not apply to the project / audit, fill with N/A.
15 | Row 318 - 350 General question about the Misc. System 2 installed in the building(s). Note: If the system does not apply to the project / audit, fill with N/A.
16 | Row 350 - 384 General question about the Misc. System 3 installed in the building(s). Note: If the system does not apply to the project / audit, fill with N/A.
Tab 3 - Devices Types
17 | The Device Types tab should contain a catalogue of all the devices types listed in the All Devices tab. For New Construction - IP devices, Serial devices and/or any other communication type to be recorded For DBRS Audit - Only IP devices onlyto be recorded
18 | A complete row of data should be entered for each device type instance. Where a device is installed multiple times and has more than one version of firmware installed, then a row should be completed for each version of the firmware
19 | Relevant examples have been specified in Row 3 (expand the row using the '+'), use this as reference to populate the rest of the sheet
20 | All "Yellow" cells in Columns B, G to Q should be completed The Column B 'Device Type Look-up' drop-down will populate once devices are entered in the 'All Devices' tab
21 | All "Light Grey" cells (columns C - F) should auto complete, do not enter any information in these cells. Note: Columns C - F should automatically populate based on Column B, but it is the responsibility of the System Owner / Surveyor to ensure this is completed and provides the correct information. Column S should only be completed by the Controls SME for Audits. Risk Level definitions are included in the Audit MOP.
22 | Columns J and K for file links to product information, user manuals, data sheets etc. should have correct links and must be completed by the individual System Owner / Surveyor
23 | All document links to product documentation, user manuals, datasheets etc. should be located within the correct folders of the shared Google drive
Tab 4 - All Devices
24 | The All Devices tab should contain a full list of every device instance installed as a part of the project. For New Construction - IP devices, Serial devices and/or any other communication type to be recorded For DBRS Audit - Only IP devices to be recorded
25 | Location Construction ID on new construction projects should reference the ID used on the Architect/MEP/GC drawings pANANTAr to Floorscope locations being available.
26 | For each device instance installed in the building, the entire row of data (all relevant columns) must be entered in the tab
27 | Relevant examples have been specified in Row 4 (expand the row using the '+'), use this as reference to populate the rest of the sheet
28 | Column BC to link site photos, etc. should have correct links and must be completed by the individual System Owner / Surveyor
29 | All site photos etc. should be located within the correct folders of the shared Google drive
30 | Row 2 highlights on who should fill the a particular column. For New Construction the System Owner is the Person/Trade that is resposible for installing the device such as the Controls Contractor or Lighting Contractor. For Audits or Remediation the responsibility for completing these sections is details in the relevant MOPs.
31 | Check that no duplicate data has been entered - cells highlight duplicate MAC addresses, IP addresses etc in red using conditional formatting
32 | Private network equipment (switches / routers / etc.) are not classed as IP Devices and should be captured in Tab 6 only.
33 | All "Dark Grey" columns are for future use and are not required to be completed by the Systems Owner / Surveyor
Tab 5 - Control Panels
34 | For each control panel switch installed as a part the project, a complete row of data including all columns must be entered in the tab
35 | Relevant examples have been specified in Row 4 (expand the row using the '+'), use this as reference to populate the rest of the sheet
36 | Check that no duplicate data has been entered wherever applicable
37 | Fields requiring document links to product documentation, user manuals, site photos, etc. must be completed by the individual system owner
38 | All document links to product documentation, user manuals, site photos, etc. should work correctly and the files should be located within the correct folders of the shared Google drive
39 | Row 2 highlights on who should fill the a particular column
Tab 6 - Private Network Switch
40 | On New Construction - Private network switches / routers / modems are NOT ALLOWED. It is expected no data will be entered in Tab 6 unless the document is being used for a Digital Building Remediation Survey audit. On New Construction projects, private/shadow/temporary networks are strictly forbidden. Refer to go/deployment-guidelines for details on device deployment guidelines.
41 | For each private network switch identified during the audit, a complete row of data including all columns must be entered in the tab
42 | Relevant examples have been specified in Row 4 (expand the row using the '+'), use this as reference to populate the rest of the sheet
43 | Fields requiring document links to product documentation, user manuals, site photos, etc. must be completed by the individual System Owner / Surveyor
44 | All document links to product documentation, user manuals, site photos, etc. should work correctly and the files should be located within the correct folders of the shared Google drive
45 | Row 2 highlights on who should fill the a particular column
Tab 7 - Passive Discovery Tool Data (Armis / DBRS Audits / Wireshark for NC) [Not Required]
46 | This tab can be used for logging and necessary output from network scanning tools (not a requirement)
47 | The use of network analysis tools is discouraged. When device or network troubleshooting is required the Controls SME should issue an IoT help ticket for assistance
Tab 8 - Clarifications (DBRS Audit Only)
48 | This tab should only be used for DBRS Audits and does not apply to New construction / Upgrade projects
49 | The Controls SME for the DBRS audit will raise any clarifications required from the Surveyor during the Audit process
Tab 12- Vlook
50 | DO NOT ALTER OR MODIFY THIS TAB On first load it will be necessary to grant access rights to access the VLook master spreadsheet. This can be done by highlighting Cell A1 and clicking the button to grant access
Tab 9 - Controls SME Reporting
51 | This sheet is for use by SME's to quickly evaluate the subsystem types filled in to tabs 3 and 4
Tab 10- BASE corphosting / device enrollment template
52 | The 10-Corphosting tab has been created for ease of copy and pasting the data required for the BASE CorpEng provisioning Template. The first 4 columns will be auto generated based on the information entered in Tab 4-All Devices. The net block will need to be assigned by GEN Deploy then the contents of the sheet copied (Values Only) to the BASE Corpeng Template
53 | The MAC addresses are filtered from the 4-All Devices Tab and the corresponding fields placed in the requested hostname, zone and device type columns. The device type must match an existing qualified device type (as listed in the VLook tab). If it does not, adjust the manufacturer and model in Tab 4 so that it matches the required format.
54 | To Corphost devices please follow the C39 procedure on the GTE IoTDeploy site
Tab 11- Temporary Devices
55 | Complete a row for each temporary device that will be included on the project that will be removed/de-corphosted before project completion. This includes but not limited to temporary commisioning laptops and interim MDF/IF monitoring devices
56 | Dates of installation and removal need to be recorded in the relevant columns
57 | To Corphost temporary devices please follow the C12 procedure on the GTE IoTDeploy site

## 1-Facility Questionnaire
FACILITY QUESTIONNAIRE
Building Information
Site Code | IN-BLR-ANANTA
Survey Date | 2001-01-01
Surveyor
Is the building accessable
RTO Status
Local Vendor/Supplier Information
Category | Vendor/Supplier Company Name | Contact Name | Contact Email (include LDAP where applicable ) | Contact Phone | Confirmed Attendance & Access for Survey | Additional Comments
BMS (Building Management System)
LCS (Lighting Control System)
EMS (Emergency Management System)
Lift
Food
Fire Alarm
Fire Alarm
Mechanical
Mechanical
Electrical
Blinds/Curtains
Other-Specify
Other-Specify
Other-Specify
Confirmation of existing maintenance practices to hardware/software - Are they specifically targeted at the update and maintenance of hardware/software firmware and licenses?
Headend graphic snapshots for all systems
High-Level Information (Optional)
Description | Quantity (If Known) | Connected to BMS? | Comments
Number of Chillers
Number of Boilers
Number of Air Handling Units (AHUs)
Number of Fan Coil Units (FCUs)
Number of UPS
Is there a BMS system in this building? If yes, does it feed any other buildings? If not, where is it located?
Planned Works (that include BOS related elememts , network connections , IP devices etc)
System | Planned Works? | Description and location of Works | Planned Start Date | Planned End Date | PANANTArity | Comments and contacts regarding works
Please Specify
Please Specify
Please Specify
Please Specify
Are there any other site/OT considerations you think the team need to be aware of
Further Comments
Insert Any Further Comments Here
Access Requirements
Health & Safety and Site Access | Response | Comments
Are Landlord or Google Onboarding required to access any part of the building required for survey?
Is a H&S Risk Assessment and Method Statement (RAMS) required pANANTAr to work taking place on site
Is a permit to work or landlord approval/license or other permission required pANANTAr to work taking place on site?
Does the Landlord require notice ahead of any works taking place and/or in order to provide access?
Confirm that keys (including master keys) will be ready for the start of the survey to access risers, IDF/MDF rooms, control/machine/plant rooms, intake rooms etc. Is a master key available?
Confirm keys available for all controls panels, cubicles, cabinets, network racks, etc.
Will our access affect any operational duties?
Confirm access available to IDF / MDF Rooms - Is IT attendance required?
Confirm if out-of-hours access would be required for special areas - i.e finance / confidential areas
Confirm there will be 8.00am to 8.00pm access for surveyor to access all parts of the building
Any special security or clearance required for the survey team?
Any special safety gear you expect the surveyor team to bring with them?
Will survey teams be exposed to any extreme environmental conditions (i.e. heat, cold, wet, arid, extreme brightness/darkness)? If so, will survey team be provided appropriate protective gear/instructions for any such environments?
Are there any areas where systems / equipment failing under the scope of this survey located where access poses a risk to workers, e.g. lift pits, confined spaces, machine/plant rooms, chemical stores, under floors, above ceilings, roof top, next to voids, working at height, etc.?
Please confirm if maintenance team can provide ceiling void access on the day of survey including removal of ceiling tiles, carpet and floor tiles
Please confirm working at height and are there any additional safety equipment required (outside of the earplugs and safety glasses)?
Guidance Please advise if there are any special access requirements needed in order to access the site or restricted areas / landlord areas in the field below.
Insert Here

## 2-Building
Questions | Response by | Comments
Building Information | PM (for New Construction) FM (for Existing Buildings) | Comments
Link to Project Site
Building ID/Code | IN-BLR-ANANTA
Building Address
Ownership Type | Leased
Lease Expiry Date
Would you consider this a Strategic Building for Google? | Yes
Model of the building | Model 1
Cyber Compliant or Smart Ready? | Smart Ready
IoT Lite, IoT Hybrid or IoT Heavy? | IoT Heavy
Headcount in the building
Google occupied % in the building | 100%
Building Size in SQFT
Total number of floors in the building | 16 | 3 Basements + GF + 11 Floors + Roof
Number of floors occupied by Google | 16
Basement Included? | Yes
Roof Included? | Yes
Does Google Facilities manage the Systems on Google Floors? | Yes
Does Google Facilities manage the Building Main Plant and Common Areas? | Yes
Any Critical System Issues? Please describe. | No
High Priority System Alarms? Please describe. | N/A | Alarms are configured as per Appendix-1
Any proposed changes to the building, additional phases or retrofits in the next year? | No
Landlord Information | PM (for New Construction) FM (for Existing Buildings) | Comments
Who operates the Building Main Plant and Common Areas?
Landlord Relationship | Positive
Name(s) the Administrator(s), (Building Engineer, Landlord, FM, etc)
FM Information | Response by FM | Comments
Lead FM name & LLDAP
On-Site Technical FM Name & LLDAP
On-Site Technical Expertise
Are keys available to BMS, LCS, EMS, and any other panels?
Does FM have a system for managing Panel Keys?
Are passwords available to BMS, LCS, EMS, and/or any other system front ends?
Does FM have a system for managing passwords?
MDF/IDF Information | Response by GEN | Comments
Number of MDFs, IDFS and Razors in the Building?
Annotated floorplans showing Locations of MDFs, IDFS and Razors?
OT / Private Network Information | Response by System Contractor | Comments
Are there any Private / OT Networks onsite? If yes, provide details and record network devices in the Private Network Equipment tab.
Are there any connections to 3rd party networks or landlords networks
Building Management System (BMS) Information | Response by BMS Vendor / Contractor | Comments
Details on the BMS System Installed on Google Floors
Number of Building Management Systems?
BMS Server Location
Documentation provided and moved to correct folders?
Any upgrades, adds, moves, changes affecting accuracy of the O&M information?
Link to Network Topology Diagram/Schematic
Link to Description of Operation
Link to Control Panel Drawings
Link to Points Schedule or Points List
Link to BMS Headend Screenshots
Link to System Asset Register
Was a Tagging Schema used on the BMS?
Who manages the BMS that operates the Google spaces?
Is there a seperate Landlord BMS? If Yes provide details and Scope of Control
Is there an Interface between the Landlord BMS and the Google BMS?
If Landlord Manages the BMS, do Google have access?
Do FM have Credentials for operating system and application front ends?
Is there a default or obvious/weak password that may still exist on any applications or devices? If yes, provide details
How many users have access on site and do any have Super User/Admin Access for the Front End Software Tools
Install Date
BMS System Manufacturer(s)
BMS System Software Version
BMS Main Protocol
BMS Front End Software Brand/Software Name
BMS Front End Server Operating System
What is the BMS Configuration Tool?
Browser based connectivity over a http connection?
Does the Site have one or more User View Workstation(s)?
Does the BMS have a IP Backbone?
Is the BMS currently using Google Corpnet/NetOps Managed Network for Communication?
Is the BMS integrated with any other systems?
Include Firewall / Network Guides related to the BMS from the Manufacturer
Is the current BMS implementation capable of supporting BACNet?
Any Additional Information?
Lighting Control System (LCS) Information | Response by LCS Vendor / Contractor | Comments
Details on the LCS System Installed on Google Floors
Number of Lighting Control Systems?
LCS Server Location
Documentation provided and moved to correct folders?
Link to Network Topology Diagram/Schematic
Link to Description of Operation
Link to Control Panel Drawings
Link to Points Schedule or Points List
Link to LCS Headend Screenshots
Link to System Asset Register
Was a Tagging Schema used on the LCS?
Who manages the LCS that operates the Google spaces?
Is there a seperate Landlord LCS? If Yes provide details and Scope of Control
Is there an Interface between the Landlord LCS and the Google LCS?
If Landlord Manages the LCS, what access does Google have?
Do FM have Credentials for operating system and application front ends?
Is there a default or obvious/weak password that may still exist on any applications or devices? If yes, provide details
How many users have access on site and do any have Super User/Admin Access for the Front End Software Tools
Install Date
LCS System Manufacturer(s)
LCS System Software Version
LCS Main Protocol
LCS Front End Software Brand/Software Name
LCS Front End Server Operating System
What is the LCS Configuration Tool?
Browser based connectivity over a http connection?
Does the Site have one or more User View Workstation(s)?
Does the LCS have a IP Backbone?
Is the LCS currently using Google Corpnet/NetOps Managed Network for Communication?
Is the LCS integrated with any other systems?
Include Firewall / Network Guides related to the LCS from the Manufacturer
Is the current LCS implementation capable of supporting BACNet?
Any Additional Information?
Energy Management System (EMS) Information | Response by EMS Vendor / Contractor | Comments
Details on the EMS System Installed on Google Floors
Number of Energy Management Systems?
EMS Server Location
Documentation provided and moved to correct folders?
Link to Network Topology Diagram/Schematic
Link to Description of Operation
Link to Control Panel Drawings
Link to Points Schedule or Points List
Link to EMS Headend Screenshots
Link to System Asset Register
Was a Tagging Schema used on the EMS?
Who manages the EMS that operates the Google spaces?
Is there a seperate Landlord EMS? If Yes provide details and Scope of Control
Is there an Interface between the Landlord EMS and the Google EMS?
If Landlord Manages the EMS, what access does Google have?
Do FM have Credentials for operating system and application front ends?
Is there a default or obvious/weak password that may still exist on any applications or devices? If yes, provide details
How many users have access on site and do any have Super User/Admin Access for the Front End Software Tools
Install Date
EMS System Manufacturer(s)
EMS System Software Version
EMS Main Protocol
EMS Front End Software Brand/Software Name
EMS Front End Server Operating System
What is the EMS Configuration Tool?
Browser based connectivity over a http connection?
Does the Site have one or more User View Workstation(s)?
Does the EMS have a IP Backbone?
Is the EMS currently using Google Corpnet/NetOps Managed Network for Communication?
Is the EMS integrated with any other systems?
Include Firewall / Network Guides related to the EMS from the Manufacturer
Is the current EMS implementation capable of supporting BACNet?
Any Additional Information?
Lift / Elevators Information | Response by Lift/Elevator Vendor / Contractor | Comments
Details on the Lift / Elevators Installed on Google Floors
Number of Lifts / Elevator Systems?
Lifts / Elevator Server Location
Documentation provided and moved to correct folders?
Link to Network Topology Diagram/Schematic
Link to Description of Operation
Link to Control Panel Drawings
Link to Points Schedule or Points List
Link to Lifts / Elevator Headend Screenshots
Link to System Asset Register
Was a Tagging Schema used on the Lifts / Elevator?
Who manages the Lifts / Elevator that operates the Google spaces?
Is there a seperate Landlord Lifts / Elevator? If Yes provide details and Scope of Control
Is there an Interface between the Landlord Lifts / Elevator and the Google Lifts / Elevator?
If Landlord Manages the Lifts / Elevator, what access does Google have?
Do FM have Credentials for operating system and application front ends?
Is there a default or obvious/weak password that may still exist on any applications or devices? If yes, provide details
How many users have access on site and do any have Super User/Admin Access for the Front End Software Tools
Install Date
Lifts / Elevator System Manufacturer(s)
Lifts / Elevator System Software Version
Lifts / Elevator Main Protocol
Lifts / Elevator Front End Software Brand/Software Name
Lifts / Elevator Front End Server Operating System
What is the Lifts / Elevator Configuration Tool?
Browser based connectivity over a http connection?
Does the Site have one or more User View Workstation(s)?
Does the Lifts / Elevator have a IP Backbone?
Is the Lifts / Elevator currently using Google Corpnet/NetOps Managed Network for Communication?
Is the Lifts / Elevator integrated with any other systems?
Include Firewall / Network Guides related to the Lifts / Elevator from the Manufacturer
Is the current Lifts / Elevator implementation capable of supporting BACNet?
Any Additional Information?
Fire Alarm System Information | Response by Fire Vendor / Contractor | Comments
Details on the Fire Alarm System Installed on Google Floors
Number of Fire Alarm Systems?
Fire Alarm Server Location
Documentation provided and moved to correct folders?
Link to Network Topology Diagram/Schematic
Link to Description of Operation
Link to Control Panel Drawings
Link to Points Schedule or Points List
Link to Fire Alarm Headend Screenshots
Link to System Asset Register
Was a Tagging Schema used on the Fire Alarm?
Who manages the Fire Alarm that operates the Google spaces?
Is there a seperate Landlord Fire Alarm? If Yes provide details and Scope of Control
Is there an Interface between the Landlord Fire Alarm and the Google Fire Alarm? If yes please state the nature of the connection, the end to end devices and locations in the comments
If Landlord Manages the Fire Alarm, what access does Google have?
Do FM have Credentials for operating system and application front ends?
Is there a default or obvious/weak password that may still exist on any applications or devices? If yes, provide details
How many users have access on site and do any have Super User/Admin Access for the Front End Software Tools
Install Date
Fire Alarm System Manufacturer(s)
Fire Alarm System Software Version
Fire Alarm Main Protocol
Fire Alarm Front End Software Brand/Software Name
Fire Alarm Front End Server Operating System
What is the Fire Alarm Configuration Tool?
Browser based connectivity over a http connection?
Does the Site have one or more User View Workstation(s)?
Does the Fire Alarm have a IP Backbone?
Is the Fire Alarm currently using Google Corpnet/NetOps Managed Network for Communication?
Is the Fire Alarm integrated with any other systems?
Include Firewall / Network Guides related to the Fire Alarm from the Manufacturer
Is the current Fire Alarm implementation capable of supporting BACNet?
Any Additional Information?
Blinds/Drapes Information | Response by Blinds/Drapes Vendor / Contractor | Comments
Details on the Blinds / Drapes System Installed on Google Floors
Number of Blinds / Drapes Management Systems?
Blinds / Drapes Server Location
Documentation provided and moved to correct folders?
Link to Network Topology Diagram/Schematic
Link to Description of Operation
Link to Control Panel Drawings
Link to Points Schedule or Points List
Link to Blinds / Drapes Headend Screenshots
Link to System Asset Register
Was a Tagging Schema used on the Blinds / Drapes?
Who manages the Blinds / Drapes that operates the Google spaces?
Is there a seperate Landlord Blinds / Drapes? If Yes provide details and Scope of Control
Is there an Interface between the Landlord Blinds / Drapes and the Google Blinds / Drapes?
If Landlord Manages the Blinds / Drapes, what access does Google have?
Do FM have Credentials for operating system and application front ends?
Is there a default or obvious/weak password that may still exist on any applications or devices? If yes, provide details
How many users have access on site and do any have Super User/Admin Access for the Front End Software Tools
Install Date
Blinds / Drapes System Manufacturer(s)
Blinds / Drapes System Version
Blinds / Drapes Main Protocol
Blinds / Drapes Front End Software Brand/Software Name
Blinds / Drapes Front End Server Operating System
What is the Blinds / Drapes Configuration Tool?
Browser based connectivity over a http connection?
Does the Site have one or more User View Workstation(s)?
Does the Blinds / Drapes have a IP Backbone?
Is the Blinds / Drapes currently using Google Corpnet/NetOps Managed Network for Communication?
Is the Blinds / Drapes integrated with any other systems?
Include Firewall / Network Guides related to the Blinds / Drapes from the Manufacturer
Is the current Blinds / Drapes implementation capable of supporting BACNet?
Any Additional Information?
Google Food (Catering) Information | Response by Googlee Food Vendor / Contractor | Comments
Details on the Google Food System Installed on Google Floors
Number of Food / Catering Systems?
Food Catering System #1
Food Catering System #2
Food Catering System #3
Food Catering System #4
Leanpath Smart Scales
Food Catering System Server Location
Documentation provided and moved to correct folders?
Link to Network Topology Diagram/Schematic
Link to Description of Operation
Link to Control Panel Drawings
Link to Points Schedule or Points List
Link to Food / Catering Headend Screenshots
Link to System Asset Register
Was a Tagging Schema used on the Food / Catering?
Who manages the Food / Catering that operates the Google spaces?
Do FM have Credentials for operating system and application front ends?
Is there a default or obvious/weak password that may still exist on any applications or devices? If yes, provide details
How many users have access on site and do any have Super User/Admin Access for the Front End Software Tools
Install Date
Food / Catering System Manufacturer(s)
Food / Catering System Version
Food / Catering Main Protocol
Food / Catering Front End Software Brand/Software Name
Food / Catering Front End Server Operating System
What is the Food / Catering Configuration Tool?
Browser based connectivity over a http connection?
Does the Site have one or more User View Workstation(s)?
Does the Food / Catering have a IP Backbone?
Is the Food / Catering currently using Google Corpnet/NetOps Managed Network for Communication?
Is the Food / Catering integrated with any other systems?
Include Firewall / Network Guides related to the Food / Catering from the Manufacturer
Is the current Food / Catering implementation capable of supporting BACNet?
Any Additional Information?
Misc. System 1. Information | Response by Misc. System Vendor / Contractor | Comments
Details on the Misc. System 1 Installed on Google Floors
Number of Systems?
System Server Location
Documentation provided and moved to correct folders?
Link to Network Topology Diagram/Schematic
Link to Description of Operation
Link to Control Panel Drawings
Link to Points Schedule or Points List
Link to System Headend Screenshots
Link to System Asset Register
Was a Tagging Schema used on the System?
Who manages the System that operates the Google spaces?
Is there a seperate Landlord System? If Yes provide details and Scope of Control
Is there an Interface between the Landlord System and the Google System?
If Landlord Manages the System, what access does Google have?
Do FM have Credentials for operating system and application front ends?
Is there a default or obvious/weak password that may still exist on any applications or devices? If yes, provide details
How many users have access on site and do any have Super User/Admin Access for the Front End Software Tools
Install Date
System Manufacturer(s)
System Version
Main Protocol
Front End Software Brand/Software Name
Front End Server Operating System
What is the Configuration Tool?
Browser based connectivity over a http connection?
Does the Site have one or more User View Workstation(s)?
Does the System have a IP Backbone?
Is the System currently using Google Corpnet/NetOps Managed Network for Communication?
Is the System integrated with any other systems?
Include Firewall / Network Guides related to the System from the Manufacturer
Is the current System implementation capable of supporting BACNet?
Any Additional Information?
Misc. System 2. Information | Response by Misc. System Vendor / Contractor | Comments
Details on the Misc. System 2 Installed on Google Floors
Number of Systems?
System Server Location
Documentation provided and moved to correct folders?
Link to Network Topology Diagram/Schematic
Link to Description of Operation
Link to Control Panel Drawings
Link to Points Schedule or Points List
Link to System Headend Screenshots
Link to System Asset Register
Was a Tagging Schema used on the System?
Who manages the System that operates the Google spaces?
Is there a seperate Landlord System? If Yes provide details and Scope of Control
Is there an Interface between the Landlord System and the Google System?
If Landlord Manages the System, what access does Google have?
Do FM have Credentials for operating system and application front ends?
Is there a default or obvious/weak password that may still exist on any applications or devices? If yes, provide details
How many users have access on site and do any have Super User/Admin Access for the Front End Software Tools
Install Date
System Manufacturer(s)
System Version
Main Protocol
Front End Software Brand/Software Name
Front End Server Operating System
What is the Configuration Tool?
Browser based connectivity over a http connection?
Does the Site have one or more User View Workstation(s)?
Does the System have a IP Backbone?
Is the System currently using Google Corpnet/NetOps Managed Network for Communication?
Is the System integrated with any other systems?
Include Firewall / Network Guides related to the System from the Manufacturer
Is the current System implementation capable of supporting BACNet?
Any Additional Information?
Misc. System 3. Information | Response by Misc. System Vendor / Contractor | Comments
Details on the Misc. System 3 Installed on Google Floors
Number of Systems?
System Server Location
Documentation provided and moved to correct folders?
Link to Network Topology Diagram/Schematic
Link to Description of Operation
Link to Control Panel Drawings
Link to Points Schedule or Points List
Link to System Headend Screenshots
Link to System Asset Register
Was a Tagging Schema used on the System?
Who manages the System that operates the Google spaces?
Is there a seperate Landlord System? If Yes provide details and Scope of Control
Is there an Interface between the Landlord System and the Google System?
If Landlord Manages the System, what access does Google have?
Do FM have Credentials for operating system and application front ends?
Is there a default or obvious/weak password that may still exist on any applications or devices? If yes, provide details
How many users have access on site and do any have Super User/Admin Access for the Front End Software Tools
Install Date
System Manufacturer(s)
System Version
Main Protocol
Front End Software Brand/Software Name
Front End Server Operating System
What is the Configuration Tool?
Browser based connectivity over a http connection?
Does the Site have one or more User View Workstation(s)?
Does the System have a IP Backbone?
Is the System currently using Google Corpnet/NetOps Managed Network for Communication?
Is the System integrated with any other systems?
Include Firewall / Network Guides related to the System from the Manufacturer
Is the current System implementation capable of supporting BACNet?
Any Additional Information?

## 3-Devices Types
| Device Types | [7 empty] | Device Types | [7 empty] | Comments | Risk & Remediation
To be filled by: | System Owner | [7 empty] | System Owner |  | DBC (Design), MSI (Construction) for Smart Ready / MEP (Design), GC (Construction) for Cyber Compliant | [6 empty] | SME
Notes | Select the Device lookup from the dropdown to auto populate columns C to J. This will fill in the information as filled in Tab 4-All IP Devices (Format: Device Manufacturer-Device Model-Firmware Version ) | AUTO POPULATED (DO NOT EDIT THIS FIELD) | AUTO POPULATED (DO NOT EDIT THIS FIELD) | AUTO POPULATED (DO NOT EDIT THIS FIELD) | AUTO POPULATED (DO NOT EDIT THIS FIELD) | Specify the manufacturers part number for the device, this should be available from the datasheet / part number list. (e.g. 80054180) | Specify the communication speed of the device (e.g. 100MB/1G/10G full/half duplex) | Specify if there is a requirement for a license for the devices and documents the details along with a screenshot (e.g. Controls Software Licensing Details) | Provide link to the datasheet on Google Drive. (Coordinate with REWS PM for the folder location and access) (e.g. Link to Datasheet) | Provide link to the user and technical manuals on Google Drive (Coordinate with REWS PM for the folder location and access) (e.g. Link to User / Technical Manual) | Specify all the inbound protocols, source port, and the source required by the device. (e.g. UDP, 47808, Controller) | Specify all the outbound protocols, destination ports, and destinations used by the device (e.g. TCP, 433, mqtt.google.com) | Specify if any services have been currently enabled on the firmware for the project (e.g. SMTP/25) | Specify if any services have been currently disabled on the firmware for the project (e.g. Telnet/23) | Specify if the device has encountered any issues during commissioning. (e.g. The device uses proprietary protocols or device version has been superseded by a new revision) | Specify if there is any resolution plan for the known issues by the manufacturer. (E.g. The known issue will be captured under the manufacturers roadmap i.e. NTP will be available in Q3) | Provide any comments if applicable. | Specify the device risk level based on the criteria provided
No. | Device Type Lookup | System | Device / Asset Manufacturer | Device / Asset Model (manufacturer) | Quantity (3244) | Manufacturer Part Number | Communication Speed (10/100/1G) | License Info | Technical Data Sheet | User / Technical Manuals | Inbound Protocol, Source Port & Source | Outbound Protocol, Destination Port & Destination | Which services are currently enabled & port number on Firmware | Which services are currently disabled & port number on Firmware | Known issues | Known Issue Resolution | Comments | Device Risk level
1 | ALC-G5CE | Building Management System | ALC | G5CE | 151 | G5CE | 10/100 Mb Half/Full Duplex
2 | ALC-OFHI | Building Management System | ALC | OFHI | 45 | OFHI | 10/100 Mb Half/Full Duplex
3 | SAUTER-EYGT103F001 | Building Management System | SAUTER | EY-GT103F001 | 46 | EY-GT103F001 | 10/100 Mb Half/Full Duplex
4 | SAUTER-EYRC504FXXX | Building Management System | SAUTER | EY-RC504FXXX | 178 | EY-RC504FXXX | 10/100 Mb Half/Full Duplex
5 | TRANE-TRACERSC | Building Management System | TRANE | TRACER SC+ | 2 | TRACER SC+ | 10/100 Mb Half/Full Duplex
6 | TRIDIUM-JACE8000 | Building Management System | Tridium | JACE 8000 | 2 | JACE 8000 | 10/100 Mb Half/Full Duplex
7 | NEPTRONIC-EVCBSERIES | Building Management System | Neptronic | EVCB SERIES | 2122 |  | N/A
8 | AQUAGEN-EVCBSERIES | Building Management System | Aquagen | EVCB SERIES | 165 |  | N/A
9 | AQUAGEN-UWM220DN50DN500 | Building Management System | Aquagen | UWM-220 DN-50-DN500 | 50 |  | N/A
10 | DAIKIN-FXZQ32BVM6 | Building Management System | DAIKIN | FXZQ32BVM6 | 66 |  | N/A
11 | EATON-93PR | Building Management System | EATON | 93PR | 20 |  | N/A
12 | EATON-R3G630RB3203 | Building Management System | EATON | R3G630-RB32-03 | 1 |  | N/A
13 | SCHNEIDER-PM2200 | Building Management System | SCHNEIDER | PM2200 | 148 |  | N/A
14 | NICOTRA-DDMP | Building Management System | Nicotra | DDMP | 49 |  | N/A
15 | PVRCONTROLS-CRC202000 | Building Management System | PVR Controls | CRC-202000 | 28 |  | N/A
16 | SCHNEIDER-EASYLOGICEM6436HRS | Building Management System | SCHNEIDER | EASYLOGIC EM6436H RS | 100 |  | N/A
17 | SCHNEIDER-IEM3000 | Building Management System | SCHNEIDER | IEM3000 | 68 |  | N/A
18 | SELECCONTROLS-FLEXYSRAIL | Building Management System | SELEC CONTROLS | FLEXYS RAIL | 2 |  | N/A
19 | DAIKIN-DTA116A51 | Building Management System | DAIKIN | DTA116A51 | 1 |  | N/A
20
21
22
23
24
25
26
27
28
29
30
31
32
33
34
35
36
37
38
39
40
41
42
43
44
45
46
47
48
49
50
51
52
53
54
55
56
57
58
59
60
61
62
63
64
65
66
67
68
69
70
71
72
73
74
75
76
77
78
79
80
81
82
83
84
85
86
87
88
89
90
91
92
93
94
95
96
97
98
99
100

## 4-All Devices
| General Device Info | [12 empty] | QR Code Info |  |  |  | Install Info |  |  | Firmware Version |  |  | Protocol Info | BACnet Information |  | ModBus Information | LONWorks Information | Any Other Protocol | Network Information |  |  | IP Network Information | [5 empty] | GEN Network Switch Information |  |  |  | IP Peer - Peer Comms |  |  |  | MQTT | Serial Comms | Connection Type | Condition Assessment |  |  | Qualification | Photos | Owner | Comments | Not to be filled
To be filled by: | System Owner | [12 empty] | MSI (Smart Ready) / System Owner (Cyber Compliant) |  |  |  | System Owner |  |  | System Owner |  |  | System Owner | [5 empty] | MSI (Smart Ready) / System Owner (Cyber Compliant) | System Owner | SME - Info via CorpEng BASE after Device Enrolment (GUTS Ticket) | System Owner |  |  | SME - Info via EFIM after Device Enrollment (GUTS Ticket) [C39 Overview] |  | System Owner | SME - Imported from GTE Dashboard |  |  | System Owner | System Owner | [6 empty] | FM |  |  | System Owner | DBRS Surveyor | System Owner | Comments
Notes | Specify the system the device is used for. (E.g. From Dropdown) | Specify the asset name as defined in the BOS Naming and Labeling Standard (E.g. DDC-1, HLI-2 etc.) | If asset name cannot be assigned in the device due to technical or regional reasons, or if this is an audit, specify the user defined asset name as recorded on the device or software (E.g. as entered on the device or in the software etc.) | Specify the manufacturer of the device. (E.g. Tridium, EasyIO, Schneider) | Specify the model type / number of the device. (E.g. JACE8000, FS-32, ASP) | Specify the Asset Rank (e.g. Low, Standard, Critical, Life Safety) | Specify the communication type (e.g. IP or serial i.e. RS485) | Specify the function the device is used for. (e.g. FCU, AHU, LTGW, etc.) for example if a DDC controller was on a FCU, enter FCU. See this link | Specify the floor on which the device is installed. (E.g. 1, 2, 3) | Specify the location of the Device based on the REWS ID in FloorScope. (E.g. 101, B155, etc.) or if on New Construction, the Construction ID | Specify the control panel reference for the device if applicable. (E.g. CTRP-1) | Enter the serial number from the device (E.g. S/N 1524342) | Perform a check to confirm status (Including end to end checks to headend. (E.g.Active, Retired) | Specify if QR Code has been applied to the Device (E.g. Yes) | Human readable QR code that gets printed on the QR code label prefix_AssetName_suffix where prefix is optional site name and suffix is optional FM description (E.g. DDC-1_1-Boilers, LTHW-3_1-3) | Specify the GUID. examples - If BIM: ifc://04aEp5ymD_$u5IxhJN2aGi If not BIM: uuid://d3501378-dd50-47c5-ae26-806726e1b749 Can be generated using the menu Add-Ons > Insert > Insert GUID | Auto Generated | Please enter the installation Vendors name if known (E.g. ACME controls) | Enter the Start Date for Warranty (PC date for New Construction) Or Install Date if no Warranty (Use US Format mm/dd/yy) | Enter the end Date for Warranty (Use US Format mm/dd/yy) | Specify the software version of the device (e.g. xxxxxx) | Specify the Default Firmware Version of the device when installed on the project. (E.g. 2.3.0.1) | Specify the Upgraded Firmware Version of the device if upgraded during the project. (Note: Any new firmware requires qualification) (E.g. 2.3.2.5) | Specify the control protocol(s) used by the device. (E.g. BACnet IP & MQTT) If there are multiple protocols used by the Device, add them to the comments column | Specify the BACnet Address of the device if the device supports BACnet Protocol. (E.g. 123456) | Specify the Network Number configured for the device if the device supports BACnet Protocol. (E.g. 1) (Note: This should be as per manufacturer's guidance)) | Specify the Modbus ID of the device if the device supports Modbus Protocol. (E.g. 10,11,12) | Specify the Neuron ID of the device if the device supports LONWorks Protocol. (E.g. 04ab345dfk97) | Specify the Device ID for devices such as DALI, MBUS, BACNet MSTP "MAC" Address or any other ID that would be useful to record. Max 30 Characters. | Enter Corphosting State Corphosted: Corphosting complete None:- No Corphosting Required Add: create a Corphosting request Modify: Corphosting needs changing Delete: Remove Corphosting | Specify the Ethernet MAC Address of the device. (E.g. 1A:2B:3C:4D:5E:6F) **Required for hosting the device on Google GEN network** | HostName Auto Generated from Building Name and QR Code Asset Name | Specify the Private IP Address used for commissioning the device on a private network. (E.g. 192.168.10.1) | Specify the Private Subnet Mask used for commissioning the device on a private network. (E.g. 255.255.255.0) | Specify the default gateway used for commissioning the device on a private network. (E.g. 192.168.0.1) | This information will be supplied by EFIM-Ops when the devices are provisioned. DHCP assigned Corp IP Address should be entered here. Devices should not be assigned a static IP address (E.g. 172.28.68.1) | This information will be supplied by EFIM-Ops when the devices are provisioned and it should be documented here. Specify the Corp Subnet Mask assigned the device by the DHCP Server on the Corp Network. (E.g. 255.254.0.0) | Specify whether PoE is required and which standard (E.g. None, PoE, PoE+) Supported Types: IEEE 802.3af (a.k.a PoE Type 1) up to 15.4 watts IEEE 802.3at (a.k.a PoE+ or PoE Type 2) up to 30 watts Note: UPOE+ for specific use cases ONLY, pending review and approval. | Specify the Location or panel number (marked up on floorscope of GDesign) for the switch this particular device is connected to. (E.g. IDF-01-01) | Specify the Switch Name to which the device is connected. (E.g. LABSW1-2-3) Note: Un-managed may not be labelled, note the make instead. | Specify the Switch Port ID to which the device is connected. (E.g.12) | Specify the Jack Label Number to which the device is connected. (E.g. BMS1.2-034) | Specify if the device is a Primary Device or Secondary Device TO ANY OTHER DEVICE. Secondary is controlled by a Primary (E.g. Primary TO XYZ, Secondary TO XYZ ) | Specify the Protocol(s) & Ports used by the device for peer-to-peer comms. (E.g. Port:Service:Protocol) | Specify the Endpoint/s the device communicates to for peer-to-peer comms. (E.g. Controller Name or Headend PC) | Specify the IP Packet Transmission method used by the device communicates for peer-to-peer comms. (E.g. Unicast, MultiCast, Broadcast) | Specify whether MQTT has been implemented on the device? (E.g. Yes/No) | If the device is a secondary device on a serial network, specify the primary controller it reports to (E.g. HLI-1) | Specify the device connection type to cloud? (E.g. Gateway device/Direct Device/Proxied Device) | FM to confirm Condition of equipment. (E.g.Excellent, Good, Fair, Poor, Offline) | FM to enter the maintenance provider for the equipment (E.g.Acme Controls, Sauter, AAA Lighting Solutions) | FM to enter the expected life expectancy. (in years E.g.5, 10, 20. Integers only) | Specify if the device has been put through device qualification process . (E.g. Yes/No) | Provide a link to the drive folder for the site where any relevant photos are stored (E.g. http://drive.google.com/ghoaiab7rgai4 PASTE FILE LINK URL DIRECTLY TO CELL, DO NOT LINK CELL TO URL) | Select which Google partner is the device owner. (E.g. WS/Facilities, Food, GFit, Events, GEN, BOPS/AV, SecOps, Landlord, Unknown, Other) | Provide any comments if applicable. | This column represents the "device type" for IP devices. Only used for corphosting <manufacturer>_<model> | This column represents a Device Lookup ID to link to the device types tab
No. | System | Device/Asset role name (asset.name) | User Defined Device Name | Device / Asset Manufacturer | Device / Asset Model (manufacturer) | Device / Asset Rank | Communication Type | Asset Function | Floor | Location | Panel Reference | Manufacturer Provided Device / Asset Serial Number | Device / Asset Status | QR Code Applied? | Human readable QR code | GUID | QR Code Payload | Installers Name | Warranty Start Date/ Install Date | Warranty End Date | Device / Asset Software (OS) Version | Default Firmware Version | Current Firmware Version | Protocol | BACNet Device Number | Bacnet Network Number | Modbus Address | Neuron ID | Device ID & Any Other Information | CorpHosting | Ethernet MAC Address | Assigned Hostname | Private IP Address | Private Subnet Mask | Private Gateway | Corp IP Address | Corp IP Subnet Mask (Netblock) | Power over Ethernet | Switch Location | Switch Name | Switch Port ID | Jack Label | Primary/Secondary | Protocol/s & Ports | Endpoint/s | IP Packet Transmission | MQTT Implemented | Serial Relationships | Device Connection Type | Condition Assessment | Maintenance Provider | Expected Lifespan | Device / Asset Qualified | Photos/Snapshots - Link to Device Photo | Device Owner | Comments | Corphosting Device Types | Device Lookup ID with Firmware
1 | Building Management System | DDC-201 | DDC-201 | SAUTER | EY-RC504FXXX | Standard | IP (Wired GEN BOS-IoT) | DDC | B3 | B3V08 | HVACCP-201 | 411001239390 | Active | Yes | IN-BLR-ANANTA-DDC-201_B3 | uuid://623aa24f-fcb2-449d-b411-c0aae1f7599f | {"asset":{"guid":"uuid://623aa24f-fcb2-449d-b411-c0aae1f7599f","site":"in-blr-ananta","name":"ddc-201"}} | Eneffen |  |  | 2.23 | V3.4 | 5.0.1 | BACnet IP | 14001 | 11501 |  |  |  | Corphosted | 5C:C2:13:05:DA:58 | in-blr-ananta-ddc-201 |  |  |  | 100.95.214.178 | 255.255.240.0 | None |  |  |  |  | Primary | BACnet,47808 | DDC-1 | Unicast | No | N/A | Gateway Device | Good | Eneffen | 10 | Yes |  | Landlord | Basebuilder System and connected on Gen Network | sauter_eyrc504fxxx | SAUTER-EYRC504FXXX
2 | Building Management System | DDC-202 | DDC-202 | SAUTER | EY-RC504FXXX | Standard | IP (Wired GEN BOS-IoT) | DDC | B3 | B3V08 | HVACCP-201 | 411001235150 | Active | Yes | IN-BLR-ANANTA-DDC-202_B3 | uuid://798bc407-23a3-4137-8f8a-46574963c835 | {"asset":{"guid":"uuid://798bc407-23a3-4137-8f8a-46574963c835","site":"in-blr-ananta","name":"ddc-202"}} | Eneffen |  |  | 2.23 | V3.4 | 5.0.1 | BACnet IP | 14002 | 11501 |  |  |  | Corphosted | 5C:C2:13:05:DD:6C | in-blr-ananta-ddc-202 |  |  |  | 100.95.214.200 | 255.255.240.0 | None |  |  |  |  | Primary | BACnet,47808 | HLI-101 | Unicast | No | N/A | Gateway Device | Good | Eneffen | 10 | Yes |  | Landlord | Basebuilder System and connected on Gen Network | sauter_eyrc504fxxx | SAUTER-EYRC504FXXX
3 | Building Management System | DDC-203 | DDC-203 | SAUTER | EY-RC504FXXX | Standard | IP (Wired GEN BOS-IoT) | DDC | B3 | B3V08 | HVACCP-202 | 411001359983 | Active | Yes | IN-BLR-ANANTA-DDC-203_B3 | uuid://e2145a43-9f4c-452b-b41f-57bcd01c89c9 | {"asset":{"guid":"uuid://e2145a43-9f4c-452b-b41f-57bcd01c89c9","site":"in-blr-ananta","name":"ddc-203"}} | Eneffen |  |  | 2.23 | V3.4 | 5.0.1 | BACnet IP | 14003 | 11501 |  |  |  | Corphosted | 5C:C2:13:06:8D:77 | in-blr-ananta-ddc-203 |  |  |  | 100.95.214.207 | 255.255.240.0 | None |  |  |  |  | Primary | BACnet,47808 | HLI-101 | Unicast | No | N/A | Gateway Device | Good | Eneffen | 10 | Yes |  | Landlord | Basebuilder System and connected on Gen Network | sauter_eyrc504fxxx | SAUTER-EYRC504FXXX
4 | Building Management System | DDC-204 | DDC-204 | SAUTER | EY-RC504FXXX | Standard | IP (Wired GEN BOS-IoT) | DDC | B2 | B207 | HVACCP-203 | 411001359577 | Active | Yes | IN-BLR-ANANTA-DDC-204_B2 | uuid://815b19a3-96f5-4fd5-8b77-7e10541a6811 | {"asset":{"guid":"uuid://815b19a3-96f5-4fd5-8b77-7e10541a6811","site":"in-blr-ananta","name":"ddc-204"}} | Eneffen |  |  | 2.23 | V3.4 | 5.0.1 | BACnet IP | 14004 | 11501 |  |  |  | Corphosted | 5C:C2:13:06:87:66 | in-blr-ananta-ddc-204 |  |  |  | 100.95.214.199 | 255.255.240.0 | None |  |  |  |  | Primary | BACnet,47808 | HLI-101 | Unicast | No | N/A | Gateway Device | Good | Eneffen | 10 | Yes |  | Landlord | Basebuilder System and connected on Gen Network | sauter_eyrc504fxxx | SAUTER-EYRC504FXXX
5 | Building Management System | DDC-205 | DDC-205 | SAUTER | EY-RC504FXXX | Standard | IP (Wired GEN BOS-IoT) | DDC | B2 | B207 | HVACCP-204 | 411001359983 | Active | Yes | IN-BLR-ANANTA-DDC-205_B2 | uuid://88a7e6e1-4067-4025-9497-a7b066e9a6f6 | {"asset":{"guid":"uuid://88a7e6e1-4067-4025-9497-a7b066e9a6f6","site":"in-blr-ananta","name":"ddc-205"}} | Eneffen |  |  | 2.23 | V3.4 | 5.0.1 | BACnet IP | 14005 | 11501 |  |  |  | Corphosted | 5C:C2:13:05:DA:45 | in-blr-ananta-ddc-205 |  |  |  | 100.95.214.179 | 255.255.240.0 | None |  |  |  |  | Primary | BACnet,47808 | DDC-1 | Unicast | No | N/A | Gateway Device | Good | Eneffen | 10 | Yes |  | Landlord | Basebuilder System and connected on Gen Network | sauter_eyrc504fxxx | SAUTER-EYRC504FXXX
6 | Building Management System | DDC-206 | DDC-206 | SAUTER | EY-RC504FXXX | Standard | IP (Wired GEN BOS-IoT) | DDC | B2 | B209 | HVACCP-205 | 411001360022 | Active | Yes | IN-BLR-ANANTA-DDC-206_B2 | uuid://651ca8e1-1d12-4d21-9040-97b089d55d78 | {"asset":{"guid":"uuid://651ca8e1-1d12-4d21-9040-97b089d55d78","site":"in-blr-ananta","name":"ddc-206"}} | Eneffen |  |  | 2.23 | V3.4 | 5.0.1 | BACnet IP | 14006 | 11501 |  |  |  | Corphosted | 5C:C2:13:06:85:DD | in-blr-ananta-ddc-206 |  |  |  | 100.95.214.164 | 255.255.240.0 | None |  |  |  |  | Primary | BACnet,47808 | HLI-101 | Unicast | No | N/A | Gateway Device | Good | Eneffen | 10 | Yes |  | Landlord | Basebuilder System and connected on Gen Network | sauter_eyrc504fxxx | SAUTER-EYRC504FXXX
7 | Building Management System | DDC-207 | DDC-207 | SAUTER | EY-RC504FXXX | Standard | IP (Wired GEN BOS-IoT) | DDC | B1 | B125 | HVACCP-206 | 411001359644 | Active | Yes | IN-BLR-ANANTA-DDC-207_B1 | uuid://2be1cc97-0df4-463e-8500-a803e1ecfe00 | {"asset":{"guid":"uuid://2be1cc97-0df4-463e-8500-a803e1ecfe00","site":"in-blr-ananta","name":"ddc-207"}} | Eneffen |  |  | 2.23 | V3.4 | 5.0.1 | BACnet IP | 14007 | 11501 |  |  |  | Corphosted | 5C:C2:13:06:8D:86 | in-blr-ananta-ddc-207 |  |  |  | 100.95.214.228 | 255.255.240.0 | None |  |  |  |  | Primary | BACnet,47808 | DDC-2 | Unicast | No | N/A | Gateway Device | Good | Eneffen | 10 | Yes |  | Landlord | Basebuilder System and connected on Gen Network | sauter_eyrc504fxxx | SAUTER-EYRC504FXXX
8 | Building Management System | DDC-208 | DDC-208 | SAUTER | EY-RC504FXXX | Standard | IP (Wired GEN BOS-IoT) | DDC | B1 | B125 | HVACCP-206 | 411001359578 | Active | Yes | IN-BLR-ANANTA-DDC-208_B1 | uuid://43f4fe80-a067-4c2b-b53c-12a57fe1c272 | {"asset":{"guid":"uuid://43f4fe80-a067-4c2b-b53c-12a57fe1c272","site":"in-blr-ananta","name":"ddc-208"}} | Eneffen |  |  | 2.23 | V3.4 | 5.0.1 | BACnet IP | 14008 | 11501 |  |  |  | Corphosted | 5C:C2:13:06:87:7D | in-blr-ananta-ddc-208 |  |  |  | 100.95.214.216 | 255.255.240.0 | None |  |  |  |  | Primary | BACnet,47808 | DDC-2 | Unicast | No | N/A | Gateway Device | Good | Eneffen | 10 | Yes |  | Landlord | Basebuilder System and connected on Gen Network | sauter_eyrc504fxxx | SAUTER-EYRC504FXXX
9 | Building Management System | DDC-209 | DDC-209 | SAUTER | EY-RC504FXXX | Standard | IP (Wired GEN BOS-IoT) | DDC | G | G63 | HVACCP-207 | 411001239379 | Active | Yes | IN-BLR-ANANTA-DDC-209_G | uuid://5174e770-2b78-4273-bf77-cba49cb32760 | {"asset":{"guid":"uuid://5174e770-2b78-4273-bf77-cba49cb32760","site":"in-blr-ananta","name":"ddc-209"}} | Eneffen |  |  | 2.23 | V3.4 | 5.0.1 | BACnet IP | 14009 | 11501 |  |  |  | Corphosted | 5C:C2:13:05:DB:D6 | in-blr-ananta-ddc-209 |  |  |  | 100.95.214.198 | 255.255.240.0 | None |  |  |  |  | Primary | BACnet,47808 | HLI-102 | Unicast | No | N/A | Gateway Device | Good | Eneffen | 10 | Yes |  | Landlord | Basebuilder System and connected on Gen Network | sauter_eyrc504fxxx | SAUTER-EYRC504FXXX
10 | Building Management System | DDC-210 | DDC-210 | SAUTER | EY-RC504FXXX | Standard | IP (Wired GEN BOS-IoT) | DDC | G | G63 | HVACCP-207 | 411001237966 | Active | Yes | IN-BLR-ANANTA-DDC-210_G | uuid://deafe2b8-42ec-45ca-b993-9f1bf39af856 | {"asset":{"guid":"uuid://deafe2b8-42ec-45ca-b993-9f1bf39af856","site":"in-blr-ananta","name":"ddc-210"}} | Eneffen |  |  | 2.23 | V3.4 | 5.0.1 | BACnet IP | 14010 | 11501 |  |  |  | Corphosted | 5C:C2:13:05:DB:90 | in-blr-ananta-ddc-210 |  |  |  | 100.95.214.195 | 255.255.240.0 | None |  |  |  |  | Primary | BACnet,47808 | HLI-102 | Unicast | No | N/A | Gateway Device | Good | Eneffen | 10 | Yes |  | Landlord | Basebuilder System and connected on Gen Network | sauter_eyrc504fxxx | SAUTER-EYRC504FXXX
11 | Building Management System | DDC-211 | DDC-211 | SAUTER | EY-RC504FXXX | Standard | IP (Wired GEN BOS-IoT) | DDC | G | G63 | HVACCP-208 | 411001239280 | Active | Yes | IN-BLR-ANANTA-DDC-211_G | uuid://414db277-aae3-47a4-9289-9e148598b93c | {"asset":{"guid":"uuid://414db277-aae3-47a4-9289-9e148598b93c","site":"in-blr-ananta","name":"ddc-211"}} | Eneffen |  |  | 2.23 | V3.4 | 5.0.1 | BACnet IP | 14011 | 11501 |  |  |  | Corphosted | 5C:C2:13:05:DB:8A | in-blr-ananta-ddc-211 |  |  |  | 100.95.214.249 | 255.255.240.0 | None |  |  |  |  | Primary | BACnet,47808 | HLI-102 | Unicast | No | N/A | Gateway Device | Good | Eneffen | 10 | Yes |  | Landlord | Basebuilder System and connected on Gen Network | sauter_eyrc504fxxx | SAUTER-EYRC504FXXX
12 | Building Management System | DDC-212 | DDC-212 | SAUTER | EY-RC504FXXX | Standard | IP (Wired GEN BOS-IoT) | DDC | G | G63 | HVACCP-208 | 411001239370 | Active | Yes | IN-BLR-ANANTA-DDC-212_G | uuid://2d253e85-4b7c-4724-8373-fa4f95452b07 | {"asset":{"guid":"uuid://2d253e85-4b7c-4724-8373-fa4f95452b07","site":"in-blr-ananta","name":"ddc-212"}} | Eneffen |  |  | 2.23 | V3.4 | 5.0.1 | BACnet IP | 14012 | 11501 |  |  |  | Corphosted | 5C:C2:13:05:DB:D3 | in-blr-ananta-ddc-212 |  |  |  | 100.95.214.172 | 255.255.240.0 | None |  |  |  |  | Primary | BACnet,47808 | HLI-102 | Unicast | No | N/A | Gateway Device | Good | Eneffen | 10 | Yes |  | Landlord | Basebuilder System and connected on Gen Network | sauter_eyrc504fxxx | SAUTER-EYRC504FXXX
13 | Building Management System | DDC-213 | DDC-213 | SAUTER | EY-RC504FXXX | Standard | IP (Wired GEN BOS-IoT) | DDC | G | G63 | HVACCP-209 | 411001237472 | Active | Yes | IN-BLR-ANANTA-DDC-213_G | uuid://7263ee0f-2395-4152-b5ce-333f9385b307 | {"asset":{"guid":"uuid://7263ee0f-2395-4152-b5ce-333f9385b307","site":"in-blr-ananta","name":"ddc-213"}} | Eneffen |  |  | 2.23 | V3.4 | 5.0.1 | BACnet IP | 14013 | 11501 |  |  |  | Corphosted | 5C:C2:13:05:DA:5C | in-blr-ananta-ddc-213 |  |  |  | 100.95.214.255 | 255.255.240.0 | None |  |  |  |  | Primary | BACnet,47808 | HLI-102 | Unicast | No | N/A | Gateway Device | Good | Eneffen | 10 | Yes |  | Landlord | Basebuilder System and connected on Gen Network | sauter_eyrc504fxxx | SAUTER-EYRC504FXXX
14 | Building Management System | DDC-214 | DDC-214 | SAUTER | EY-RC504FXXX | Standard | IP (Wired GEN BOS-IoT) | DDC | G | CG55 | HVACCP-210 | 411001239507 | Active | Yes | IN-BLR-ANANTA-DDC-214_G | uuid://14b10cb6-0b0f-4e2a-94c6-04a19fdf346d | {"asset":{"guid":"uuid://14b10cb6-0b0f-4e2a-94c6-04a19fdf346d","site":"in-blr-ananta","name":"ddc-214"}} | Eneffen |  |  | 2.23 | V3.4 | 5.0.1 | BACnet IP | 14014 | 11501 |  |  |  | Corphosted | 5C:C2:13:05:DC:44 | in-blr-ananta-ddc-214 |  |  |  | 100.95.214.242 | 255.255.240.0 | None |  |  |  |  | Primary | BACnet,47808 | HLI-102 | Unicast | No | N/A | Gateway Device | Good | Eneffen | 10 | Yes |  | Landlord | Basebuilder System and connected on Gen Network | sauter_eyrc504fxxx | SAUTER-EYRC504FXXX
15 | Building Management System | DDC-215 | DDC-215 | SAUTER | EY-RC504FXXX | Standard | IP (Wired GEN BOS-IoT) | DDC | G | CG55 | HVACCP-210 | 411001239440 | Active | Yes | IN-BLR-ANANTA-DDC-215_G | uuid://8e699904-0771-4a95-85f6-d3d3e0cb4f9e | {"asset":{"guid":"uuid://8e699904-0771-4a95-85f6-d3d3e0cb4f9e","site":"in-blr-ananta","name":"ddc-215"}} | Eneffen |  |  | 2.23 | V3.4 | 5.0.1 | BACnet IP | 14015 | 11501 |  |  |  | Corphosted | 5C:C2:13:05:DB:D7 | in-blr-ananta-ddc-215 |  |  |  | 100.95.215.1 | 255.255.240.0 | None |  |  |  |  | Primary | BACnet,47808 | HLI-102 | Unicast | No | N/A | Gateway Device | Good | Eneffen | 10 | Yes |  | Landlord | Basebuilder System and connected on Gen Network | sauter_eyrc504fxxx | SAUTER-EYRC504FXXX
16 | Building Management System | DDC-216 | DDC-216 | SAUTER | EY-RC504FXXX | Standard | IP (Wired GEN BOS-IoT) | DDC | G | CG55 | HVACCP-211 | 411001239314 | Active | Yes | IN-BLR-ANANTA-DDC-216_G | uuid://c90b9a11-f039-4ebc-b2d7-81909c3a3e41 | {"asset":{"guid":"uuid://c90b9a11-f039-4ebc-b2d7-81909c3a3e41","site":"in-blr-ananta","name":"ddc-216"}} | Eneffen |  |  | 2.23 | V3.4 | 5.0.1 | BACnet IP | 14016 | 11501 |  |  |  | Corphosted | 5C:C2:13:05:DC:21 | in-blr-ananta-ddc-216 |  |  |  | 100.95.215.53 | 255.255.240.0 | None |  |  |  |  | Primary | BACnet,47808 | HLI-102 | Unicast | No | N/A | Gateway Device | Good | Eneffen | 10 | Yes |  | Landlord | Basebuilder System and connected on Gen Network | sauter_eyrc504fxxx | SAUTER-EYRC504FXXX
17 | Building Management System | DDC-217 | DDC-217 | SAUTER | EY-RC504FXXX | Standard | IP (Wired GEN BOS-IoT) | DDC | G | CG55 | HVACCP-211 | 411001239035 | Active | Yes | IN-BLR-ANANTA-DDC-217_G | uuid://d6563724-45d5-41a5-bae8-4e89d090a893 | {"asset":{"guid":"uuid://d6563724-45d5-41a5-bae8-4e89d090a893","site":"in-blr-ananta","name":"ddc-217"}} | Eneffen |  |  | 2.23 | V3.4 | 5.0.1 | BACnet IP | 14017 | 11501 |  |  |  | Corphosted | 5C:C2:13:05:DA:5E | in-blr-ananta-ddc-217 |  |  |  | 100.95.214.244 | 255.255.240.0 | None |  |  |  |  | Primary | BACnet,47808 | HLI-102 | Unicast | No | N/A | Gateway Device | Good | Eneffen | 10 | Yes |  | Landlord | Basebuilder System and connected on Gen Network | sauter_eyrc504fxxx | SAUTER-EYRC504FXXX
18 | Building Management System | DDC-218 | DDC-218 | SAUTER | EY-RC504FXXX | Standard | IP (Wired GEN BOS-IoT) | DDC | G | CG55 | HVACCP-212 | 411001239066 | Active | Yes | IN-BLR-ANANTA-DDC-218_G | uuid://b4850729-67fc-4a02-84b2-6c9f0bb2f062 | {"asset":{"guid":"uuid://b4850729-67fc-4a02-84b2-6c9f0bb2f062","site":"in-blr-ananta","name":"ddc-218"}} | Eneffen |  |  | 2.23 | V3.4 | 5.0.1 | BACnet IP | 14018 | 11501 |  |  |  | Corphosted | 5C:C2:13:05:DC:1C | in-blr-ananta-ddc-218 |  |  |  | 100.95.214.253 | 255.255.240.0 | None |  |  |  |  | Primary | BACnet,47808 | HLI-102 | Unicast | No | N/A | Gateway Device | Good | Eneffen | 10 | Yes |  | Landlord | Basebuilder System and connected on Gen Network | sauter_eyrc504fxxx | SAUTER-EYRC504FXXX
19 | Building Management System | DDC-219 | DDC-219 | SAUTER | EY-RC504FXXX | Standard | IP (Wired GEN BOS-IoT) | DDC | G | CG55 | HVACCP-212 | 411001239414 | Active | Yes | IN-BLR-ANANTA-DDC-219_G | uuid://3c49481e-8b81-43db-be47-de4abbc5fa40 | {"asset":{"guid":"uuid://3c49481e-8b81-43db-be47-de4abbc5fa40","site":"in-blr-ananta","name":"ddc-219"}} | Eneffen |  |  | 2.23 | V3.4 | 5.0.1 | BACnet IP | 14019 | 11501 |  |  |  | Corphosted | 5C:C2:13:05:DC:1B | in-blr-ananta-ddc-219 |  |  |  | 100.95.215.57 | 255.255.240.0 | None |  |  |  |  | Primary | BACnet,47808 | HLI-102 | Unicast | No | N/A | Gateway Device | Good | Eneffen | 10 | Yes |  | Landlord | Basebuilder System and connected on Gen Network | sauter_eyrc504fxxx | SAUTER-EYRC504FXXX
20 | Building Management System | DDC-220 | DDC-220 | SAUTER | EY-RC504FXXX | Standard | IP (Wired GEN BOS-IoT) | DDC | G | G63 | HVACCP-213 | 411001359649 | Active | Yes | IN-BLR-ANANTA-DDC-220_G | uuid://4b197e5d-d3da-4952-acca-055e4229d11b | {"asset":{"guid":"uuid://4b197e5d-d3da-4952-acca-055e4229d11b","site":"in-blr-ananta","name":"ddc-220"}} | Eneffen |  |  | 2.23 | V3.4 | 5.0.1 | BACnet IP | 14020 | 11501 |  |  |  | Corphosted | 5C:C2:13:05:8D:84 | in-blr-ananta-ddc-220 |  |  |  | 100.95.215.21 | 255.255.240.0 | None |  |  |  |  | Primary | BACnet,47808 | DDC-7 | Unicast | No | N/A | Gateway Device | Good | Eneffen | 10 | Yes |  | Landlord | Basebuilder System and connected on Gen Network | sauter_eyrc504fxxx | SAUTER-EYRC504FXXX
21 | Building Management System | DDC-221 | DDC-221 | SAUTER | EY-RC504FXXX | Standard | IP (Wired GEN BOS-IoT) | DDC | G | G63 | HVACCP-213 | 411001359902 | Active | Yes | IN-BLR-ANANTA-DDC-221_G | uuid://99e04d1b-0365-43f2-b832-0484970213d2 | {"asset":{"guid":"uuid://99e04d1b-0365-43f2-b832-0484970213d2","site":"in-blr-ananta","name":"ddc-221"}} | Eneffen |  |  | 2.23 | V3.4 | 5.0.1 | BACnet IP | 14021 | 11501 |  |  |  | Corphosted | 5C:C2:13:06:8D:EA | in-blr-ananta-ddc-221 |  |  |  | 100.95.215.68 | 255.255.240.0 | None |  |  |  |  | Primary | BACnet,47808 | DDC-7 | Unicast | No | N/A | Gateway Device | Good | Eneffen | 10 | Yes |  | Landlord | Basebuilder System and connected on Gen Network | sauter_eyrc504fxxx | SAUTER-EYRC504FXXX
22 | Building Management System | DDC-222 | DDC-222 | SAUTER | EY-RC504FXXX | Standard | IP (Wired GEN BOS-IoT) | DDC | G | GI46 | HVACCP-214 | 411001359942 | Active | Yes | IN-BLR-ANANTA-DDC-222_G | uuid://40b72345-4148-49d0-88b7-24bd4b24f738 | {"asset":{"guid":"uuid://40b72345-4148-49d0-88b7-24bd4b24f738","site":"in-blr-ananta","name":"ddc-222"}} | Eneffen |  |  | 2.23 | V3.4 | 5.0.1 | BACnet IP | 14022 | 11501 |  |  |  | Corphosted | 5C:C2:13:06:8D:7F | in-blr-ananta-ddc-222 |  |  |  | 100.95.215.86 | 255.255.240.0 | None |  |  |  |  | Primary | BACnet,47808 | DDC-8 | Unicast | No | N/A | Gateway Device | Good | Eneffen | 10 | Yes |  | Landlord | Basebuilder System and connected on Gen Network | sauter_eyrc504fxxx | SAUTER-EYRC504FXXX
23 | Building Management System | DDC-223 | DDC-223 | SAUTER | EY-RC504FXXX | Standard | IP (Wired GEN BOS-IoT) | DDC | G | CG55 | HVACCP-215 | 411001359312 | Active | Yes | IN-BLR-ANANTA-DDC-223_G | uuid://a586a272-58a3-4884-bb4a-75745c4aa597 | {"asset":{"guid":"uuid://a586a272-58a3-4884-bb4a-75745c4aa597","site":"in-blr-ananta","name":"ddc-223"}} | Eneffen |  |  | 2.23 | V3.4 | 5.0.1 | BACnet IP | 14023 | 11501 |  |  |  | Corphosted | 5C:C2:13:06:8D:F0 | in-blr-ananta-ddc-223 |  |  |  | 100.95.215.88 | 255.255.240.0 | None |  |  |  |  | Primary | BACnet,47808 | DDC-10 | Unicast | No | N/A | Gateway Device | Good | Eneffen | 10 | Yes |  | Landlord | Basebuilder System and connected on Gen Network | sauter_eyrc504fxxx | SAUTER-EYRC504FXXX
24 | Building Management System | DDC-224 | DDC-224 | SAUTER | EY-RC504FXXX | Standard | IP (Wired GEN BOS-IoT) | DDC | G | CG55 | HVACCP-215 | 411001359654 | Active | Yes | IN-BLR-ANANTA-DDC-224_G | uuid://66786572-8a62-466f-a5aa-d6fae088a238 | {"asset":{"guid":"uuid://66786572-8a62-466f-a5aa-d6fae088a238","site":"in-blr-ananta","name":"ddc-224"}} | Eneffen |  |  | 2.23 | V3.4 | 5.0.1 | BACnet IP | 14024 | 11501 |  |  |  | Corphosted | 5C:C2:13:06:8D:81 | in-blr-ananta-ddc-224 |  |  |  | 100.95.215.48 | 255.255.240.0 | None |  |  |  |  | Primary | BACnet,47808 | DDC-10 | Unicast | No | N/A | Gateway Device | Good | Eneffen | 10 | Yes |  | Landlord | Basebuilder System and connected on Gen Network | sauter_eyrc504fxxx | SAUTER-EYRC504FXXX
25 | Building Management System | DDC-225 | DDC-225 | SAUTER | EY-RC504FXXX | Standard | IP (Wired GEN BOS-IoT) | DDC | G | GA7 | HVACCP-216 | 411001359922 | Active | Yes | IN-BLR-ANANTA-DDC-225_G | uuid://e18810ed-f85c-4809-a7fa-e3cdc955b900 | {"asset":{"guid":"uuid://e18810ed-f85c-4809-a7fa-e3cdc955b900","site":"in-blr-ananta","name":"ddc-225"}} | Eneffen |  |  | 2.23 | V3.4 | 5.0.1 | BACnet IP | 14025 | 11501 |  |  |  | Corphosted | 5C:C2:13:06:87:92 | in-blr-ananta-ddc-225 |  |  |  | 100.95.215.81 | 255.255.240.0 | None |  |  |  |  | Primary | BACnet,47808 | DDC-09 | Unicast | No | N/A | Gateway Device | Good | Eneffen | 10 | Yes |  | Landlord | Basebuilder System and connected on Gen Network | sauter_eyrc504fxxx | SAUTER-EYRC504FXXX
26 | Building Management System | DDC-226 | DDC-226 | SAUTER | EY-RC504FXXX | Standard | IP (Wired GEN BOS-IoT) | DDC | G | GA7 | HVACCP-216 | 411001360193 | Active | Yes | IN-BLR-ANANTA-DDC-226_G | uuid://7e102687-14c8-4a48-bfd1-41403c1ddd8a | {"asset":{"guid":"uuid://7e102687-14c8-4a48-bfd1-41403c1ddd8a","site":"in-blr-ananta","name":"ddc-226"}} | Eneffen |  |  | 2.23 | V3.4 | 5.0.1 | BACnet IP | 14026 | 11501 |  |  |  | Corphosted | 5C:C2:13:06:8D:8E | in-blr-ananta-ddc-226 |  |  |  | 100.95.215.66 | 255.255.240.0 | None |  |  |  |  | Primary | BACnet,47808 | DDC-09 | Unicast | No | N/A | Gateway Device | Good | Eneffen | 10 | Yes |  | Landlord | Basebuilder System and connected on Gen Network | sauter_eyrc504fxxx | SAUTER-EYRC504FXXX
27 | Building Management System | DDC-227 | DDC-227 | SAUTER | EY-RC504FXXX | Standard | IP (Wired GEN BOS-IoT) | DDC | G | GB14 | HVACCP-217 | 411001359500 | Active | Yes | IN-BLR-ANANTA-DDC-227_G | uuid://155afd80-23c0-4b4b-87d8-c3ac8b2ba314 | {"asset":{"guid":"uuid://155afd80-23c0-4b4b-87d8-c3ac8b2ba314","site":"in-blr-ananta","name":"ddc-227"}} | Eneffen |  |  | 2.23 | V3.4 | 5.0.1 | BACnet IP | 14027 | 11501 |  |  |  | Corphosted | 5C:C2:13:06:87:52 | in-blr-ananta-ddc-227 |  |  |  | 100.95.214.192 | 255.255.240.0 | None |  |  |  |  | Primary | BACnet,47808 | HLI-111 | Unicast | No | N/A | Gateway Device | Good | Eneffen | 10 | Yes |  | Landlord | Basebuilder System and connected on Gen Network | sauter_eyrc504fxxx | SAUTER-EYRC504FXXX
28 | Building Management System | DDC-228 | DDC-228 | SAUTER | EY-RC504FXXX | Standard | IP (Wired GEN BOS-IoT) | DDC | G | GB14 | HVACCP-217 | 411001359349 | Active | Yes | IN-BLR-ANANTA-DDC-228_G | uuid://de54f464-2895-45f1-bd33-a1d679675d5f | {"asset":{"guid":"uuid://de54f464-2895-45f1-bd33-a1d679675d5f","site":"in-blr-ananta","name":"ddc-228"}} | Eneffen |  |  | 2.23 | V3.4 | 5.0.1 | BACnet IP | 14028 | 11501 |  |  |  | Corphosted | 5C:C2:13:06:89:54 | in-blr-ananta-ddc-228 |  |  |  | 100.95.214.196 | 255.255.240.0 | None |  |  |  |  | Primary | BACnet,47808 | HLI-111 | Unicast | No | N/A | Gateway Device | Good | Eneffen | 10 | Yes |  | Landlord | Basebuilder System and connected on Gen Network | sauter_eyrc504fxxx | SAUTER-EYRC504FXXX
29 | Building Management System | DDC-229 | DDC-229 | SAUTER | EY-RC504FXXX | Standard | IP (Wired GEN BOS-IoT) | DDC | G | GB14 | HVACCP-217 | 411001359507 | Active | Yes | IN-BLR-ANANTA-DDC-229_G | uuid://39683dc8-9a0b-4fc4-80b1-9fed7ef9e19c | {"asset":{"guid":"uuid://39683dc8-9a0b-4fc4-80b1-9fed7ef9e19c","site":"in-blr-ananta","name":"ddc-229"}} | Eneffen |  |  | 2.23 | V3.4 | 5.0.1 | BACnet IP | 14029 | 11501 |  |  |  | Corphosted | 5C:C2:13:06:8D:82 | in-blr-ananta-ddc-229 |  |  |  | 100.95.214.191 | 255.255.240.0 | None |  |  |  |  | Primary | BACnet,47808 | HLI-111 | Unicast | No | N/A | Gateway Device | Good | Eneffen | 10 | Yes |  | Landlord | Basebuilder System and connected on Gen Network | sauter_eyrc504fxxx | SAUTER-EYRC504FXXX
30 | Building Management System | DDC-230 | DDC-230 | SAUTER | EY-RC504FXXX | Standard | IP (Wired GEN BOS-IoT) | DDC | 1 | 163 | HVACCP-219 | 411001235258 | Active | Yes | IN-BLR-ANANTA-DDC-230_1 | uuid://83cbe2aa-fe51-4e43-ba48-0d306709434a | {"asset":{"guid":"uuid://83cbe2aa-fe51-4e43-ba48-0d306709434a","site":"in-blr-ananta","name":"ddc-230"}} | Eneffen |  |  | 2.23 | V3.4 | 5.0.1 | BACnet IP | 14030 | 11501 |  |  |  | Corphosted | 5C:C2:13:05:DC:32 | in-blr-ananta-ddc-230 |  |  |  | 100.95.214.222 | 255.255.240.0 | None |  |  |  |  | Primary | BACnet,47808 | DDC-12 | Unicast | No | N/A | Gateway Device | Good | Eneffen | 10 | Yes |  | Landlord | Basebuilder System and connected on Gen Network | sauter_eyrc504fxxx | SAUTER-EYRC504FXXX
31 | Building Management System | DDC-231 | DDC-231 | SAUTER | EY-RC504FXXX | Standard | IP (Wired GEN BOS-IoT) | DDC | 1 | 163 | HVACCP-219 | 411001360183 | Active | Yes | IN-BLR-ANANTA-DDC-231_1 | uuid://4cc1a3b1-df93-4f3b-be61-5376ca1a134b | {"asset":{"guid":"uuid://4cc1a3b1-df93-4f3b-be61-5376ca1a134b","site":"in-blr-ananta","name":"ddc-231"}} | Eneffen |  |  | 2.23 | V3.4 | 5.0.1 | BACnet IP | 14031 | 11501 |  |  |  | Corphosted | 5C:C2:13:06:8D:6E | in-blr-ananta-ddc-231 |  |  |  | 100.95.214.204 | 255.255.240.0 | None |  |  |  |  | Primary | BACnet,47808 | DDC-12 | Unicast | No | N/A | Gateway Device | Good | Eneffen | 10 | Yes |  | Landlord | Basebuilder System and connected on Gen Network | sauter_eyrc504fxxx | SAUTER-EYRC504FXXX
32 | Building Management System | DDC-232 | DDC-232 | SAUTER | EY-RC504FXXX | Standard | IP (Wired GEN BOS-IoT) | DDC | 1 | 175 | HVACCP-220 | 411001235306 | Active | Yes | IN-BLR-ANANTA-DDC-232_1 | uuid://36322ead-7c81-496d-b7e0-e8a00cf067bd | {"asset":{"guid":"uuid://36322ead-7c81-496d-b7e0-e8a00cf067bd","site":"in-blr-ananta","name":"ddc-232"}} | Eneffen |  |  | 2.23 | V3.4 | 5.0.1 | BACnet IP | 14032 | 11501 |  |  |  | Corphosted | 5C:C2:13:05:DD:46 | in-blr-ananta-ddc-232 |  |  |  | 100.95.214.208 | 255.255.240.0 | None |  |  |  |  | Primary | BACnet,47808 | DDC-15 | Unicast | No | N/A | Gateway Device | Good | Eneffen | 10 | Yes |  | Landlord | Basebuilder System and connected on Gen Network | sauter_eyrc504fxxx | SAUTER-EYRC504FXXX
33 | Building Management System | DDC-233 | DDC-233 | SAUTER | EY-RC504FXXX | Standard | IP (Wired GEN BOS-IoT) | DDC | 1 | 175 | HVACCP-220 | 411001359601 | Active | Yes | IN-BLR-ANANTA-DDC-233_1 | uuid://a24b8a7c-52b6-4df2-a439-56fa506a7066 | {"asset":{"guid":"uuid://a24b8a7c-52b6-4df2-a439-56fa506a7066","site":"in-blr-ananta","name":"ddc-233"}} | Eneffen |  |  | 2.23 | V3.4 | 5.0.1 | BACnet IP | 14033 | 11501 |  |  |  | Corphosted | 5C:C2:13:06:8D:90 | in-blr-ananta-ddc-233 |  |  |  | 100.95.214.162 | 255.255.240.0 | None |  |  |  |  | Primary | BACnet,47808 | DDC-15 | Unicast | No | N/A | Gateway Device | Good | Eneffen | 10 | Yes |  | Landlord | Basebuilder System and connected on Gen Network | sauter_eyrc504fxxx | SAUTER-EYRC504FXXX
34 | Building Management System | DDC-234 | DDC-234 | SAUTER | EY-RC504FXXX | Standard | IP (Wired GEN BOS-IoT) | DDC | 1 | 1C44 | HVACCP-221 | 411001359925 | Active | Yes | IN-BLR-ANANTA-DDC-234_1 | uuid://402bbb4b-996d-45b6-bb51-648045c4b2ec | {"asset":{"guid":"uuid://402bbb4b-996d-45b6-bb51-648045c4b2ec","site":"in-blr-ananta","name":"ddc-234"}} | Eneffen |  |  | 2.23 | V3.4 | 5.0.1 | BACnet IP | 14034 | 11501 |  |  |  | Corphosted | 5C:C2:13:06:85:E0 | in-blr-ananta-ddc-234 |  |  |  | 100.95.214.240 | 255.255.240.0 | None |  |  |  |  | Primary | BACnet,47808 | DDC-13 | Unicast | No | N/A | Gateway Device | Good | Eneffen | 10 | Yes |  | Landlord | Basebuilder System and connected on Gen Network | sauter_eyrc504fxxx | SAUTER-EYRC504FXXX
35 | Building Management System | DDC-235 | DDC-235 | SAUTER | EY-RC504FXXX | Standard | IP (Wired GEN BOS-IoT) | DDC | 1 | 1C44 | HVACCP-221 | 411001359490 | Active | Yes | IN-BLR-ANANTA-DDC-235_1 | uuid://376ac7e5-4e2b-42be-b9d8-791a7511050e | {"asset":{"guid":"uuid://376ac7e5-4e2b-42be-b9d8-791a7511050e","site":"in-blr-ananta","name":"ddc-235"}} | Eneffen |  |  | 2.23 | V3.4 | 5.0.1 | BACnet IP | 14035 | 11501 |  |  |  | Corphosted | 5C:C2:13:06:87:93 | in-blr-ananta-ddc-235 |  |  |  | 100.95.214.187 | 255.255.240.0 | None |  |  |  |  | Primary | BACnet,47808 | DDC-13 | Unicast | No | N/A | Gateway Device | Good | Eneffen | 10 | Yes |  | Landlord | Basebuilder System and connected on Gen Network | sauter_eyrc504fxxx | SAUTER-EYRC504FXXX
36 | Building Management System | DDC-236 | DDC-236 | SAUTER | EY-RC504FXXX | Standard | IP (Wired GEN BOS-IoT) | DDC | 1 | 1D96 | HVACCP-222 | 411001359515 | Active | Yes | IN-BLR-ANANTA-DDC-236_1 | uuid://254e5403-2626-4fa0-93ef-65d31e198bcf | {"asset":{"guid":"uuid://254e5403-2626-4fa0-93ef-65d31e198bcf","site":"in-blr-ananta","name":"ddc-236"}} | Eneffen |  |  | 2.23 | V3.4 | 5.0.1 | BACnet IP | 14036 | 11501 |  |  |  | Corphosted | 5C:C2:13:06:8D:94 | in-blr-ananta-ddc-236 |  |  |  | 100.95.215.3 | 255.255.240.0 | None |  |  |  |  | Primary | BACnet,47808 | DDC-14 | Unicast | No | N/A | Gateway Device | Good | Eneffen | 10 | Yes |  | Landlord | Basebuilder System and connected on Gen Network | sauter_eyrc504fxxx | SAUTER-EYRC504FXXX
37 | Building Management System | DDC-237 | DDC-237 | SAUTER | EY-RC504FXXX | Standard | IP (Wired GEN BOS-IoT) | DDC | 1 | 1D96 | HVACCP-222 | 411001359642 | Active | Yes | IN-BLR-ANANTA-DDC-237_1 | uuid://55845a91-9c30-4a26-ba68-814b9c6e3991 | {"asset":{"guid":"uuid://55845a91-9c30-4a26-ba68-814b9c6e3991","site":"in-blr-ananta","name":"ddc-237"}} | Eneffen |  |  | 2.23 | V3.4 | 5.0.1 | BACnet IP | 14037 | 11501 |  |  |  | Corphosted | 5C:C2:13:06:8D:A4 | in-blr-ananta-ddc-237 |  |  |  | 100.95.214.252 | 255.255.240.0 | None |  |  |  |  | Primary | BACnet,47808 | DDC-14 | Unicast | No | N/A | Gateway Device | Good | Eneffen | 10 | Yes |  | Landlord | Basebuilder System and connected on Gen Network | sauter_eyrc504fxxx | SAUTER-EYRC504FXXX
38 | Building Management System | DDC-238 | DDC-238 | SAUTER | EY-RC504FXXX | Standard | IP (Wired GEN BOS-IoT) | DDC | 1 | 1B27 | HVACCP-223 | 411001359589 | Active | Yes | IN-BLR-ANANTA-DDC-238_1 | uuid://0f348df8-d876-4bbc-b03d-32c0635d3745 | {"asset":{"guid":"uuid://0f348df8-d876-4bbc-b03d-32c0635d3745","site":"in-blr-ananta","name":"ddc-238"}} | Eneffen |  |  | 2.23 | V3.4 | 5.0.1 | BACnet IP | 14038 | 11501 |  |  |  | Corphosted | 5C:C2:13:06:85:DF | in-blr-ananta-ddc-238 |  |  |  | 100.95.215.6 | 255.255.240.0 | None |  |  |  |  | Primary | BACnet,47808 | DDC-17 | Unicast | No | N/A | Gateway Device | Good | Eneffen | 10 | Yes |  | Landlord | Basebuilder System and connected on Gen Network | sauter_eyrc504fxxx | SAUTER-EYRC504FXXX
39 | Building Management System | DDC-239 | DDC-239 | SAUTER | EY-RC504FXXX | Standard | IP (Wired GEN BOS-IoT) | DDC | 1 | 1A31 | HVACCP-224 | 411001359643 | Active | Yes | IN-BLR-ANANTA-DDC-239_1 | uuid://237ea3f7-5c4e-4760-b650-92a9b3fd59f2 | {"asset":{"guid":"uuid://237ea3f7-5c4e-4760-b650-92a9b3fd59f2","site":"in-blr-ananta","name":"ddc-239"}} | Eneffen |  |  | 2.23 | V3.4 | 5.0.1 | BACnet IP | 14039 | 11501 |  |  |  | Corphosted | 5C:C2:13:06:8D:7D | in-blr-ananta-ddc-239 |  |  |  | 100.95.215.61 | 255.255.240.0 | None |  |  |  |  | Primary | BACnet,47808 | DDC-17 | Unicast | No | N/A | Gateway Device | Good | Eneffen | 10 | Yes |  | Landlord | Basebuilder System and connected on Gen Network | sauter_eyrc504fxxx | SAUTER-EYRC504FXXX
40 | Building Management System | DDC-240 | DDC-240 | SAUTER | EY-RC504FXXX | Standard | IP (Wired GEN BOS-IoT) | DDC | 2 | 263 | HVACCP-225 | 411001360114 | Active | Yes | IN-BLR-ANANTA-DDC-240_2 | uuid://3d6d649c-c248-4944-b152-f2fa63413847 | {"asset":{"guid":"uuid://3d6d649c-c248-4944-b152-f2fa63413847","site":"in-blr-ananta","name":"ddc-240"}} | Eneffen |  |  | 2.23 | V3.4 | 5.0.1 | BACnet IP | 14040 | 11501 |  |  |  | Corphosted | 5C:C2:13:06:8D:78 | in-blr-ananta-ddc-240 |  |  |  | 100.95.215.49 | 255.255.240.0 | None |  |  |  |  | Primary | BACnet,47808 | DDC-18 | Unicast | No | N/A | Gateway Device | Good | Eneffen | 10 | Yes |  | Landlord | Basebuilder System and connected on Gen Network | sauter_eyrc504fxxx | SAUTER-EYRC504FXXX
41 | Building Management System | DDC-241 | DDC-241 | SAUTER | EY-RC504FXXX | Standard | IP (Wired GEN BOS-IoT) | DDC | 2 | 263 | HVACCP-225 | 411001239222 | Active | Yes | IN-BLR-ANANTA-DDC-241_2 | uuid://e7d2ddfd-b7f6-4513-a7e9-2c87a714d9fd | {"asset":{"guid":"uuid://e7d2ddfd-b7f6-4513-a7e9-2c87a714d9fd","site":"in-blr-ananta","name":"ddc-241"}} | Eneffen |  |  | 2.23 | V3.4 | 5.0.1 | BACnet IP | 14041 | 11501 |  |  |  | Corphosted | 5C:C2:13:06:DC:19 | in-blr-ananta-ddc-241 |  |  |  | 100.95.215.55 | 255.255.240.0 | None |  |  |  |  | Primary | BACnet,47808 | DDC-18 | Unicast | No | N/A | Gateway Device | Good | Eneffen | 10 | Yes |  | Landlord | Basebuilder System and connected on Gen Network | sauter_eyrc504fxxx | SAUTER-EYRC504FXXX
42 | Building Management System | DDC-242 | DDC-242 | SAUTER | EY-RC504FXXX | Standard | IP (Wired GEN BOS-IoT) | DDC | 2 | 275 | HVACCP-226 | 411001360222 | Active | Yes | IN-BLR-ANANTA-DDC-242_2 | uuid://d809c17f-ed38-4be4-a007-f4c97fcc9a4f | {"asset":{"guid":"uuid://d809c17f-ed38-4be4-a007-f4c97fcc9a4f","site":"in-blr-ananta","name":"ddc-242"}} | Eneffen |  |  | 2.23 | V3.4 | 5.0.1 | BACnet IP | 14042 | 11501 |  |  |  | Corphosted | 5C:C2:13:06:8D:9A | in-blr-ananta-ddc-242 |  |  |  | 100.95.215.60 | 255.255.240.0 | None |  |  |  |  | Primary | BACnet,47808 | DDC-21 | Unicast | No | N/A | Gateway Device | Good | Eneffen | 10 | Yes |  | Landlord | Basebuilder System and connected on Gen Network | sauter_eyrc504fxxx | SAUTER-EYRC504FXXX
43 | Building Management System | DDC-243 | DDC-243 | SAUTER | EY-RC504FXXX | Standard | IP (Wired GEN BOS-IoT) | DDC | 2 | 275 | HVACCP-226 | 411001239262 | Active | Yes | IN-BLR-ANANTA-DDC-243_2 | uuid://15173016-58da-4f7d-9d28-0edca05f05fd | {"asset":{"guid":"uuid://15173016-58da-4f7d-9d28-0edca05f05fd","site":"in-blr-ananta","name":"ddc-243"}} | Eneffen |  |  | 2.23 | V3.4 | 5.0.1 | BACnet IP | 14043 | 11501 |  |  |  | Corphosted | 5C:C2:13:05:DB:92 | in-blr-ananta-ddc-243 |  |  |  | 100.95.215.65 | 255.255.240.0 | None |  |  |  |  | Primary | BACnet,47808 | DDC-21 | Unicast | No | N/A | Gateway Device | Good | Eneffen | 10 | Yes |  | Landlord | Basebuilder System and connected on Gen Network | sauter_eyrc504fxxx | SAUTER-EYRC504FXXX
44 | Building Management System | DDC-244 | DDC-244 | SAUTER | EY-RC504FXXX | Standard | IP (Wired GEN BOS-IoT) | DDC | 2 | 219 | HVACCP-227 | 411001239502 | Active | Yes | IN-BLR-ANANTA-DDC-244_2 | uuid://ccde7d7f-3ffd-4273-84ee-59e93e76661b | {"asset":{"guid":"uuid://ccde7d7f-3ffd-4273-84ee-59e93e76661b","site":"in-blr-ananta","name":"ddc-244"}} | Eneffen |  |  | 2.23 | V3.4 | 5.0.1 | BACnet IP | 14044 | 11501 |  |  |  | Corphosted | 5C:C2:13:05:DB:8B | in-blr-ananta-ddc-244 |  |  |  | 100.95.215.34 | 255.255.240.0 | None |  |  |  |  | Primary | BACnet,47808 | DDC-19 | Unicast | No | N/A | Gateway Device | Good | Eneffen | 10 | Yes |  | Landlord | Basebuilder System and connected on Gen Network | sauter_eyrc504fxxx | SAUTER-EYRC504FXXX
45 | Building Management System | DDC-245 | DDC-245 | SAUTER | EY-RC504FXXX | Standard | IP (Wired GEN BOS-IoT) | DDC | 2 | 219 | HVACCP-227 | 411001239110 | Active | Yes | IN-BLR-ANANTA-DDC-245_2 | uuid://60c6238d-b42a-4a9a-a570-45e3a2383ae9 | {"asset":{"guid":"uuid://60c6238d-b42a-4a9a-a570-45e3a2383ae9","site":"in-blr-ananta","name":"ddc-245"}} | Eneffen |  |  | 2.23 | V3.4 | 5.0.1 | BACnet IP | 14045 | 11501 |  |  |  | Corphosted | 5C:C2:13:05:DB:C2 | in-blr-ananta-ddc-245 |  |  |  | 100.95.215.23 | 255.255.240.0 | None |  |  |  |  | Primary | BACnet,47808 | DDC-19 | Unicast | No | N/A | Gateway Device | Good | Eneffen | 10 | Yes |  | Landlord | Basebuilder System and connected on Gen Network | sauter_eyrc504fxxx | SAUTER-EYRC504FXXX
46 | Building Management System | DDC-246 | DDC-246 | SAUTER | EY-RC504FXXX | Standard | IP (Wired GEN BOS-IoT) | DDC | 2 | 248 | HVACCP-228 | 411001235231 | Active | Yes | IN-BLR-ANANTA-DDC-246_2 | uuid://d36fad48-6a49-4fb5-825e-6e01c7e4e598 | {"asset":{"guid":"uuid://d36fad48-6a49-4fb5-825e-6e01c7e4e598","site":"in-blr-ananta","name":"ddc-246"}} | Eneffen |  |  | 2.23 | V3.4 | 5.0.1 | BACnet IP | 14046 | 11501 |  |  |  | Corphosted | 5C:C2:13:05:DD:9B | in-blr-ananta-ddc-246 |  |  |  | 100.95.215.16 | 255.255.240.0 | None |  |  |  |  | Primary | BACnet,47808 | DDC-20 | Unicast | No | N/A | Gateway Device | Good | Eneffen | 10 | Yes |  | Landlord | Basebuilder System and connected on Gen Network | sauter_eyrc504fxxx | SAUTER-EYRC504FXXX
47 | Building Management System | DDC-247 | DDC-247 | SAUTER | EY-RC504FXXX | Standard | IP (Wired GEN BOS-IoT) | DDC | 2 | 248 | HVACCP-228 | 411001235506 | Active | Yes | IN-BLR-ANANTA-DDC-247_2 | uuid://69d1edea-c2b8-4e25-bf75-1a2bc9ee250e | {"asset":{"guid":"uuid://69d1edea-c2b8-4e25-bf75-1a2bc9ee250e","site":"in-blr-ananta","name":"ddc-247"}} | Eneffen |  |  | 2.23 | V3.4 | 5.0.1 | BACnet IP | 14047 | 11501 |  |  |  | Corphosted | 5C:C2:13:05:DB:DA | in-blr-ananta-ddc-247 |  |  |  | 100.95.215.46 | 255.255.240.0 | None |  |  |  |  | Primary | BACnet,47808 | DDC-20 | Unicast | No | N/A | Gateway Device | Good | Eneffen | 10 | Yes |  | Landlord | Basebuilder System and connected on Gen Network | sauter_eyrc504fxxx | SAUTER-EYRC504FXXX
48 | Building Management System | DDC-248 | DDC-248 | SAUTER | EY-RC504FXXX | Standard | IP (Wired GEN BOS-IoT) | DDC | 2 | 233 | HVACCP-229 | 411001239509 | Active | Yes | IN-BLR-ANANTA-DDC-248_2 | uuid://f4797549-784a-492d-a0ce-678051e5c6be | {"asset":{"guid":"uuid://f4797549-784a-492d-a0ce-678051e5c6be","site":"in-blr-ananta","name":"ddc-248"}} | Eneffen |  |  | 2.23 | V3.4 | 5.0.1 | BACnet IP | 14048 | 11501 |  |  |  | Corphosted | 5C:C2:13:05:DB:E7 | in-blr-ananta-ddc-248 |  |  |  | 100.95.215.71 | 255.255.240.0 | None |  |  |  |  | Primary | BACnet,47808 | DDC-23 | Unicast | No | N/A | Gateway Device | Good | Eneffen | 10 | Yes |  | Landlord | Basebuilder System and connected on Gen Network | sauter_eyrc504fxxx | SAUTER-EYRC504FXXX
49 | Building Management System | DDC-249 | DDC-249 | SAUTER | EY-RC504FXXX | Standard | IP (Wired GEN BOS-IoT) | DDC | 2 | 233 | HVACCP-230 | 411001239114 | Active | Yes | IN-BLR-ANANTA-DDC-249_2 | uuid://c21fc382-d92a-43da-b955-480f0c68426f | {"asset":{"guid":"uuid://c21fc382-d92a-43da-b955-480f0c68426f","site":"in-blr-ananta","name":"ddc-249"}} | Eneffen |  |  | 2.23 | V3.4 | 5.0.1 | BACnet IP | 14049 | 11501 |  |  |  | Corphosted | 5C:C2:13:05:DB:F0 | in-blr-ananta-ddc-249 |  |  |  | 100.95.215.99 | 255.255.240.0 | None |  |  |  |  | Primary | BACnet,47808 | DDC-23 | Unicast | No | N/A | Gateway Device | Good | Eneffen | 10 | Yes |  | Landlord | Basebuilder System and connected on Gen Network | sauter_eyrc504fxxx | SAUTER-EYRC504FXXX
50 | Building Management System | DDC-250 | DDC-250 | SAUTER | EY-RC504FXXX | Standard | IP (Wired GEN BOS-IoT) | DDC | 2 | 234 | HVACCP-231 | 411001237449 | Active | Yes | IN-BLR-ANANTA-DDC-250_2 | uuid://fe1783b9-e7d5-41fb-afd6-bedfaa9bc857 | {"asset":{"guid":"uuid://fe1783b9-e7d5-41fb-afd6-bedfaa9bc857","site":"in-blr-ananta","name":"ddc-250"}} | Eneffen |  |  | 2.23 | V3.4 | 5.0.1 | BACnet IP | 14050 | 11501 |  |  |  | Corphosted | 5C:C2:13:05:DC:23 | in-blr-ananta-ddc-250 |  |  |  | 100.95.215.109 | 255.255.240.0 | None |  |  |  |  | Primary | BACnet,47808 | DDC-22 | Unicast | No | N/A | Gateway Device | Good | Eneffen | 10 | Yes |  | Landlord | Basebuilder System and connected on Gen Network | sauter_eyrc504fxxx | SAUTER-EYRC504FXXX
51 | Building Management System | DDC-251 | DDC-251 | SAUTER | EY-RC504FXXX | Standard | IP (Wired GEN BOS-IoT) | DDC | 2 | 234 | HVACCP-232 | 411001359936 | Active | Yes | IN-BLR-ANANTA-DDC-251_2 | uuid://a0fa63ff-a8c4-4b94-89be-aebc632f485f | {"asset":{"guid":"uuid://a0fa63ff-a8c4-4b94-89be-aebc632f485f","site":"in-blr-ananta","name":"ddc-251"}} | Eneffen |  |  | 2.23 | V3.4 | 5.0.1 | BACnet IP | 14051 | 11501 |  |  |  | Corphosted | 5C:C2:13:05:DB:E4 | in-blr-ananta-ddc-251 |  |  |  | 100.95.214.209 | 255.255.240.0 | None |  |  |  |  | Primary | BACnet,47808 | DDC-22 | Unicast | No | N/A | Gateway Device | Good | Eneffen | 10 | Yes |  | Landlord | Basebuilder System and connected on Gen Network | sauter_eyrc504fxxx | SAUTER-EYRC504FXXX
52 | Building Management System | DDC-252 | DDC-252 | SAUTER | EY-RC504FXXX | Standard | IP (Wired GEN BOS-IoT) | DDC | 3 | 363 | HVACCP-233 | 411001239436 | Active | Yes | IN-BLR-ANANTA-DDC-252_3 | uuid://6cfeb34e-8376-4f40-9777-f6f7b82d5ec0 | {"asset":{"guid":"uuid://6cfeb34e-8376-4f40-9777-f6f7b82d5ec0","site":"in-blr-ananta","name":"ddc-252"}} | Eneffen |  |  | 2.23 | V3.4 | 5.0.1 | BACnet IP | 14052 | 11501 |  |  |  | Corphosted | 5C:C2:13:05:DB:31 | in-blr-ananta-ddc-252 |  |  |  | 100.95.214.189 | 255.255.240.0 | None |  |  |  |  | Primary | BACnet,47808 | DDC-24 | Unicast | No | N/A | Gateway Device | Good | Eneffen | 10 | Yes |  | Landlord | Basebuilder System and connected on Gen Network | sauter_eyrc504fxxx | SAUTER-EYRC504FXXX
53 | Building Management System | DDC-253 | DDC-253 | SAUTER | EY-RC504FXXX | Standard | IP (Wired GEN BOS-IoT) | DDC | 3 | 363 | HVACCP-233 | 411001239054 | Active | Yes | IN-BLR-ANANTA-DDC-253_3 | uuid://0b31df4f-f5de-4da1-ba72-014a32c10a84 | {"asset":{"guid":"uuid://0b31df4f-f5de-4da1-ba72-014a32c10a84","site":"in-blr-ananta","name":"ddc-253"}} | Eneffen |  |  | 2.23 | V3.4 | 5.0.1 | BACnet IP | 14053 | 11501 |  |  |  | Corphosted | 5C:C2:13:05:DB:96 | in-blr-ananta-ddc-253 |  |  |  | 100.95.214.212 | 255.255.240.0 | None |  |  |  |  | Primary | BACnet,47808 | DDC-24 | Unicast | No | N/A | Gateway Device | Good | Eneffen | 10 | Yes |  | Landlord | Basebuilder System and connected on Gen Network | sauter_eyrc504fxxx | SAUTER-EYRC504FXXX
54 | Building Management System | DDC-254 | DDC-254 | SAUTER | EY-RC504FXXX | Standard | IP (Wired GEN BOS-IoT) | DDC | 3 | 375 | HVACCP-234 | 411001232026 | Active | Yes | IN-BLR-ANANTA-DDC-254_3 | uuid://81a10447-3383-4f2c-abaa-026693916f9c | {"asset":{"guid":"uuid://81a10447-3383-4f2c-abaa-026693916f9c","site":"in-blr-ananta","name":"ddc-254"}} | Eneffen |  |  | 2.23 | V3.4 | 5.0.1 | BACnet IP | 14054 | 11501 |  |  |  | Corphosted | 5C:C2:13:05:DB:E2 | in-blr-ananta-ddc-254 |  |  |  | 100.95.214.206 | 255.255.240.0 | None |  |  |  |  | Primary | BACnet,47808 | DDC-27 | Unicast | No | N/A | Gateway Device | Good | Eneffen | 10 | Yes |  | Landlord | Basebuilder System and connected on Gen Network | sauter_eyrc504fxxx | SAUTER-EYRC504FXXX
55 | Building Management System | DDC-255 | DDC-255 | SAUTER | EY-RC504FXXX | Standard | IP (Wired GEN BOS-IoT) | DDC | 3 | 375 | HVACCP-234 | 411001239443 | Active | Yes | IN-BLR-ANANTA-DDC-255_3 | uuid://ecef043a-a27b-43c6-8c23-ec1e8b8beb62 | {"asset":{"guid":"uuid://ecef043a-a27b-43c6-8c23-ec1e8b8beb62","site":"in-blr-ananta","name":"ddc-255"}} | Eneffen |  |  | 2.23 | V3.4 | 5.0.1 | BACnet IP | 14055 | 11501 |  |  |  | Corphosted | 5C:C2:13:05:DC:17 | in-blr-ananta-ddc-255 |  |  |  | 100.95.214.151 | 255.255.240.0 | None |  |  |  |  | Primary | BACnet,47808 | DDC-27 | Unicast | No | N/A | Gateway Device | Good | Eneffen | 10 | Yes |  | Landlord | Basebuilder System and connected on Gen Network | sauter_eyrc504fxxx | SAUTER-EYRC504FXXX
56 | Building Management System | DDC-256 | DDC-256 | SAUTER | EY-RC504FXXX | Standard | IP (Wired GEN BOS-IoT) | DDC | 3 | 319 | HVACCP-235 | 411001239352 | Active | Yes | IN-BLR-ANANTA-DDC-256_3 | uuid://47210d86-3d08-4000-94f9-8312123f966f | {"asset":{"guid":"uuid://47210d86-3d08-4000-94f9-8312123f966f","site":"in-blr-ananta","name":"ddc-256"}} | Eneffen |  |  | 2.23 | V3.4 | 5.0.1 | BACnet IP | 14056 | 11501 |  |  |  | Corphosted | 5C:C2:13:05:DC:41 | in-blr-ananta-ddc-256 |  |  |  | 100.95.214.236 | 255.255.240.0 | None |  |  |  |  | Primary | BACnet,47808 | DDC-25 | Unicast | No | N/A | Gateway Device | Good | Eneffen | 10 | Yes |  | Landlord | Basebuilder System and connected on Gen Network | sauter_eyrc504fxxx | SAUTER-EYRC504FXXX
57 | Building Management System | DDC-257 | DDC-257 | SAUTER | EY-RC504FXXX | Standard | IP (Wired GEN BOS-IoT) | DDC | 3 | 319 | HVACCP-235 | 411001237770 | Active | Yes | IN-BLR-ANANTA-DDC-257_3 | uuid://07d87fb9-30a0-42f7-8fdf-3e2a646e8eb4 | {"asset":{"guid":"uuid://07d87fb9-30a0-42f7-8fdf-3e2a646e8eb4","site":"in-blr-ananta","name":"ddc-257"}} | Eneffen |  |  | 2.23 | V3.4 | 5.0.1 | BACnet IP | 14057 | 11501 |  |  |  | Corphosted | 5C:C2:13:05:DB:86 | in-blr-ananta-ddc-257 |  |  |  | 100.95.214.227 | 255.255.240.0 | None |  |  |  |  | Primary | BACnet,47808 | DDC-25 | Unicast | No | N/A | Gateway Device | Good | Eneffen | 10 | Yes |  | Landlord | Basebuilder System and connected on Gen Network | sauter_eyrc504fxxx | SAUTER-EYRC504FXXX
58 | Building Management System | DDC-258 | DDC-258 | SAUTER | EY-RC504FXXX | Standard | IP (Wired GEN BOS-IoT) | DDC | 3 | 348 | HVACCP-236 | 411001235267 | Active | Yes | IN-BLR-ANANTA-DDC-258_3 | uuid://22510830-fce1-4332-9b52-3b38d7b64e28 | {"asset":{"guid":"uuid://22510830-fce1-4332-9b52-3b38d7b64e28","site":"in-blr-ananta","name":"ddc-258"}} | Eneffen |  |  | 2.23 | V3.4 | 5.0.1 | BACnet IP | 14058 | 11501 |  |  |  | Corphosted | 5C:C2:13:05:DB:DB | in-blr-ananta-ddc-258 |  |  |  | 100.95.214.175 | 255.255.240.0 | None |  |  |  |  | Primary | BACnet,47808 | DDC-26 | Unicast | No | N/A | Gateway Device | Good | Eneffen | 10 | Yes |  | Landlord | Basebuilder System and connected on Gen Network | sauter_eyrc504fxxx | SAUTER-EYRC504FXXX
59 | Building Management System | DDC-259 | DDC-259 | SAUTER | EY-RC504FXXX | Standard | IP (Wired GEN BOS-IoT) | DDC | 3 | 348 | HVACCP-236 | 411001239357 | Active | Yes | IN-BLR-ANANTA-DDC-259_3 | uuid://c8d27164-c995-4d38-b281-bdfb1cb5d8d3 | {"asset":{"guid":"uuid://c8d27164-c995-4d38-b281-bdfb1cb5d8d3","site":"in-blr-ananta","name":"ddc-259"}} | Eneffen |  |  | 2.23 | V3.4 | 5.0.1 | BACnet IP | 14059 | 11501 |  |  |  | Corphosted | 5C:C2:13:05:DC:0C | in-blr-ananta-ddc-259 |  |  |  | 100.95.214.237 | 255.255.240.0 | None |  |  |  |  | Primary | BACnet,47808 | DDC-26 | Unicast | No | N/A | Gateway Device | Good | Eneffen | 10 | Yes |  | Landlord | Basebuilder System and connected on Gen Network | sauter_eyrc504fxxx | SAUTER-EYRC504FXXX
60 | Building Management System | DDC-260 | DDC-260 | SAUTER | EY-RC504FXXX | Standard | IP (Wired GEN BOS-IoT) | DDC | 3 | 333 | HVACCP-237 | 411001239454 | Active | Yes | IN-BLR-ANANTA-DDC-260_3 | uuid://8bcc9969-114e-4e38-91c8-dbb28ddbae8b | {"asset":{"guid":"uuid://8bcc9969-114e-4e38-91c8-dbb28ddbae8b","site":"in-blr-ananta","name":"ddc-260"}} | Eneffen |  |  | 2.23 | V3.4 | 5.0.1 | BACnet IP | 14060 | 11501 |  |  |  | Corphosted | 5C:C2:13:05:DC:4E | in-blr-ananta-ddc-260 |  |  |  | 100.95.215.8 | 255.255.240.0 | None |  |  |  |  | Primary | BACnet,47808 | DDC-29 | Unicast | No | N/A | Gateway Device | Good | Eneffen | 10 | Yes |  | Landlord | Basebuilder System and connected on Gen Network | sauter_eyrc504fxxx | SAUTER-EYRC504FXXX
61 | Building Management System | DDC-261 | DDC-261 | SAUTER | EY-RC504FXXX | Standard | IP (Wired GEN BOS-IoT) | DDC | 3 | 333 | HVACCP-237 | 411001239336 | Active | Yes | IN-BLR-ANANTA-DDC-261_3 | uuid://d89c03d0-f3c9-4247-8e65-b536a94c651a | {"asset":{"guid":"uuid://d89c03d0-f3c9-4247-8e65-b536a94c651a","site":"in-blr-ananta","name":"ddc-261"}} | Eneffen |  |  | 2.23 | V3.4 | 5.0.1 | BACnet IP | 14061 | 11501 |  |  |  | Corphosted | 5C:C2:13:05:DB:ED | in-blr-ananta-ddc-261 |  |  |  | 100.95.215.9 | 255.255.240.0 | None |  |  |  |  | Primary | BACnet,47808 | DDC-29 | Unicast | No | N/A | Gateway Device | Good | Eneffen | 10 | Yes |  | Landlord | Basebuilder System and connected on Gen Network | sauter_eyrc504fxxx | SAUTER-EYRC504FXXX
62 | Building Management System | DDC-262 | DDC-262 | SAUTER | EY-RC504FXXX | Standard | IP (Wired GEN BOS-IoT) | DDC | 3 | 334 | HVACCP-238 | 411001239213 | Active | Yes | IN-BLR-ANANTA-DDC-262_3 | uuid://a68b6eee-1ea8-414a-a5fa-6e2090c79dd3 | {"asset":{"guid":"uuid://a68b6eee-1ea8-414a-a5fa-6e2090c79dd3","site":"in-blr-ananta","name":"ddc-262"}} | Eneffen |  |  | 2.23 | V3.4 | 5.0.1 | BACnet IP | 14062 | 11501 |  |  |  | Corphosted | 5C:C2:13:05:DB:F4 | in-blr-ananta-ddc-262 |  |  |  | 100.95.215.17 | 255.255.240.0 | None |  |  |  |  | Primary | BACnet,47808 | DDC-28 | Unicast | No | N/A | Gateway Device | Good | Eneffen | 10 | Yes |  | Landlord | Basebuilder System and connected on Gen Network | sauter_eyrc504fxxx | SAUTER-EYRC504FXXX
63 | Building Management System | DDC-263 | DDC-263 | SAUTER | EY-RC504FXXX | Standard | IP (Wired GEN BOS-IoT) | DDC | 3 | 334 | HVACCP-238 | 411001235296 | Active | Yes | IN-BLR-ANANTA-DDC-263_3 | uuid://136a6299-7bdf-4ca4-bf83-37707078dea5 | {"asset":{"guid":"uuid://136a6299-7bdf-4ca4-bf83-37707078dea5","site":"in-blr-ananta","name":"ddc-263"}} | Eneffen |  |  | 2.23 | V3.4 | 5.0.1 | BACnet IP | 14063 | 11501 |  |  |  | Corphosted | 5C:C2:13:05:DD:44 | in-blr-ananta-ddc-263 |  |  |  | 100.95.215.27 | 255.255.240.0 | None |  |  |  |  | Primary | BACnet,47808 | DDC-28 | Unicast | No | N/A | Gateway Device | Good | Eneffen | 10 | Yes |  | Landlord | Basebuilder System and connected on Gen Network | sauter_eyrc504fxxx | SAUTER-EYRC504FXXX
64 | Building Management System | DDC-264 | DDC-264 | SAUTER | EY-RC504FXXX | Standard | IP (Wired GEN BOS-IoT) | DDC | 4 | 4C35 | HVACCP-239 | 411001235493 | Active | Yes | IN-BLR-ANANTA-DDC-264_4 | uuid://47187648-2fb9-4564-a350-07c59a16c12c | {"asset":{"guid":"uuid://47187648-2fb9-4564-a350-07c59a16c12c","site":"in-blr-ananta","name":"ddc-264"}} | Eneffen |  |  | 2.23 | V3.4 | 5.0.1 | BACnet IP | 14064 | 11501 |  |  |  | Corphosted | 5C:C2:13:05:DD:9E | in-blr-ananta-ddc-264 |  |  |  | 100.95.215.69 | 255.255.240.0 | None |  |  |  |  | Primary | BACnet,47808 | DDC-30 | Unicast | No | N/A | Gateway Device | Good | Eneffen | 10 | Yes |  | Landlord | Basebuilder System and connected on Gen Network | sauter_eyrc504fxxx | SAUTER-EYRC504FXXX
65 | Building Management System | DDC-265 | DDC-265 | SAUTER | EY-RC504FXXX | Standard | IP (Wired GEN BOS-IoT) | DDC | 4 | 4C35 | HVACCP-239 | 411001239359 | Active | Yes | IN-BLR-ANANTA-DDC-265_4 | uuid://7a4ce1f1-7138-4e76-bbe4-ca4f52cd1976 | {"asset":{"guid":"uuid://7a4ce1f1-7138-4e76-bbe4-ca4f52cd1976","site":"in-blr-ananta","name":"ddc-265"}} | Eneffen |  |  | 2.23 | V3.4 | 5.0.1 | BACnet IP | 14065 | 11501 |  |  |  | Corphosted | 5C:C2:13:05:DC:24 | in-blr-ananta-ddc-265 |  |  |  | 100.95.215.28 | 255.255.240.0 | None |  |  |  |  | Primary | BACnet,47808 | DDC-30 | Unicast | No | N/A | Gateway Device | Good | Eneffen | 10 | Yes |  | Landlord | Basebuilder System and connected on Gen Network | sauter_eyrc504fxxx | SAUTER-EYRC504FXXX
66 | Building Management System | DDC-266 | DDC-266 | SAUTER | EY-RC504FXXX | Standard | IP (Wired GEN BOS-IoT) | DDC | 4 | 475 | HVACCP-240 | 411001235209 | Active | Yes | IN-BLR-ANANTA-DDC-266_4 | uuid://07d958f7-cd31-4b95-9605-bfbef9ea298a | {"asset":{"guid":"uuid://07d958f7-cd31-4b95-9605-bfbef9ea298a","site":"in-blr-ananta","name":"ddc-266"}} | Eneffen |  |  | 2.23 | V3.4 | 5.0.1 | BACnet IP | 14066 | 11501 |  |  |  | Corphosted | 5C:C2:13:05:DB:D0 | in-blr-ananta-ddc-266 |  |  |  | 100.95.215.76 | 255.255.240.0 | None |  |  |  |  | Primary | BACnet,47808 | DDC-33 | Unicast | No | N/A | Gateway Device | Good | Eneffen | 10 | Yes |  | Landlord | Basebuilder System and connected on Gen Network | sauter_eyrc504fxxx | SAUTER-EYRC504FXXX
67 | Building Management System | DDC-267 | DDC-267 | SAUTER | EY-RC504FXXX | Standard | IP (Wired GEN BOS-IoT) | DDC | 4 | 475 | HVACCP-240 | 411001235620 | Active | Yes | IN-BLR-ANANTA-DDC-267_4 | uuid://8a5154e3-d8e4-4658-ad8b-b1df5e8c998c | {"asset":{"guid":"uuid://8a5154e3-d8e4-4658-ad8b-b1df5e8c998c","site":"in-blr-ananta","name":"ddc-267"}} | Eneffen |  |  | 2.23 | V3.4 | 5.0.1 | BACnet IP | 14067 | 11501 |  |  |  | Corphosted | 5C:C2:13:05:DD:CF | in-blr-ananta-ddc-267 |  |  |  | 100.95.215.42 | 255.255.240.0 | None |  |  |  |  | Primary | BACnet,47808 | DDC-33 | Unicast | No | N/A | Gateway Device | Good | Eneffen | 10 | Yes |  | Landlord | Basebuilder System and connected on Gen Network | sauter_eyrc504fxxx | SAUTER-EYRC504FXXX
68 | Building Management System | DDC-268 | DDC-268 | SAUTER | EY-RC504FXXX | Standard | IP (Wired GEN BOS-IoT) | DDC | 4 | 419 | HVACCP-241 | 411001239190 | Active | Yes | IN-BLR-ANANTA-DDC-268_4 | uuid://d3f236b0-8e0c-436e-8546-463da225e9df | {"asset":{"guid":"uuid://d3f236b0-8e0c-436e-8546-463da225e9df","site":"in-blr-ananta","name":"ddc-268"}} | Eneffen |  |  | 2.23 | V3.4 | 5.0.1 | BACnet IP | 14068 | 11501 |  |  |  | Corphosted | 5C:C2:13:05:DC:29 | in-blr-ananta-ddc-268 |  |  |  | 100.95.215.44 | 255.255.240.0 | None |  |  |  |  | Primary | BACnet,47808 | DDC-31 | Unicast | No | N/A | Gateway Device | Good | Eneffen | 10 | Yes |  | Landlord | Basebuilder System and connected on Gen Network | sauter_eyrc504fxxx | SAUTER-EYRC504FXXX
69 | Building Management System | DDC-269 | DDC-269 | SAUTER | EY-RC504FXXX | Standard | IP (Wired GEN BOS-IoT) | DDC | 4 | 419 | HVACCP-241 | 411001238990 | Active | Yes | IN-BLR-ANANTA-DDC-269_4 | uuid://6a9aef26-53ee-4ee6-bcb2-7e0cdf74b204 | {"asset":{"guid":"uuid://6a9aef26-53ee-4ee6-bcb2-7e0cdf74b204","site":"in-blr-ananta","name":"ddc-269"}} | Eneffen |  |  | 2.23 | V3.4 | 5.0.1 | BACnet IP | 14069 | 11501 |  |  |  | Corphosted | 5C:C2:13:05:DB:E0 | in-blr-ananta-ddc-269 |  |  |  | 100.95.215.79 | 255.255.240.0 | None |  |  |  |  | Primary | BACnet,47808 | DDC-31 | Unicast | No | N/A | Gateway Device | Good | Eneffen | 10 | Yes |  | Landlord | Basebuilder System and connected on Gen Network | sauter_eyrc504fxxx | SAUTER-EYRC504FXXX
70 | Building Management System | DDC-270 | DDC-270 | SAUTER | EY-RC504FXXX | Standard | IP (Wired GEN BOS-IoT) | DDC | 4 | 448 | HVACCP-242 | 411001235504 | Active | Yes | IN-BLR-ANANTA-DDC-270_4 | uuid://76ae0373-95a5-4f8e-86c9-7fba87b03f73 | {"asset":{"guid":"uuid://76ae0373-95a5-4f8e-86c9-7fba87b03f73","site":"in-blr-ananta","name":"ddc-270"}} | Eneffen |  |  | 2.23 | V3.4 | 5.0.1 | BACnet IP | 14070 | 11501 |  |  |  | Corphosted | 5C:C2:13:05:DB:8F | in-blr-ananta-ddc-270 |  |  |  | 100.95.215.70 | 255.255.240.0 | None |  |  |  |  | Primary | BACnet,47808 | DDC-32 | Unicast | No | N/A | Gateway Device | Good | Eneffen | 10 | Yes |  | Landlord | Basebuilder System and connected on Gen Network | sauter_eyrc504fxxx | SAUTER-EYRC504FXXX
71 | Building Management System | DDC-271 | DDC-271 | SAUTER | EY-RC504FXXX | Standard | IP (Wired GEN BOS-IoT) | DDC | 4 | 448 | HVACCP-242 | 411001235014 | Active | Yes | IN-BLR-ANANTA-DDC-271_4 | uuid://ea13530e-dd64-4119-8ce2-a30ae9a2ee53 | {"asset":{"guid":"uuid://ea13530e-dd64-4119-8ce2-a30ae9a2ee53","site":"in-blr-ananta","name":"ddc-271"}} | Eneffen |  |  | 2.23 | V3.4 | 5.0.1 | BACnet IP | 14071 | 11501 |  |  |  | Corphosted | 5C:C2:13:05:DB:E3 | in-blr-ananta-ddc-271 |  |  |  | 100.95.215.80 | 255.255.240.0 | None |  |  |  |  | Primary | BACnet,47808 | DDC-32 | Unicast | No | N/A | Gateway Device | Good | Eneffen | 10 | Yes |  | Landlord | Basebuilder System and connected on Gen Network | sauter_eyrc504fxxx | SAUTER-EYRC504FXXX
72 | Building Management System | DDC-272 | DDC-272 | SAUTER | EY-RC504FXXX | Standard | IP (Wired GEN BOS-IoT) | DDC | 4 | 433 | HVACCP-243 | 411001235495 | Active | Yes | IN-BLR-ANANTA-DDC-272_4 | uuid://8c3e5d58-636d-45ed-a59a-41a2426c8fc9 | {"asset":{"guid":"uuid://8c3e5d58-636d-45ed-a59a-41a2426c8fc9","site":"in-blr-ananta","name":"ddc-272"}} | Eneffen |  |  | 2.23 | V3.4 | 5.0.1 | BACnet IP | 14072 | 11501 |  |  |  | Corphosted | 5C:C2:13:05:DD:57 | in-blr-ananta-ddc-272 |  |  |  | 100.95.215.83 | 255.255.240.0 | None |  |  |  |  | Primary | BACnet,47808 | DDC-34 | Unicast | No | N/A | Gateway Device | Good | Eneffen | 10 | Yes |  | Landlord | Basebuilder System and connected on Gen Network | sauter_eyrc504fxxx | SAUTER-EYRC504FXXX
73 | Building Management System | DDC-273 | DDC-273 | SAUTER | EY-RC504FXXX | Standard | IP (Wired GEN BOS-IoT) | DDC | 4 | 433 | HVACCP-243 | 411001239378 | Active | Yes | IN-BLR-ANANTA-DDC-273_4 | uuid://698191b9-41a8-4702-aa5b-c2610c7616ee | {"asset":{"guid":"uuid://698191b9-41a8-4702-aa5b-c2610c7616ee","site":"in-blr-ananta","name":"ddc-273"}} | Eneffen |  |  | 2.23 | V3.4 | 5.0.1 | BACnet IP | 14073 | 11501 |  |  |  | Corphosted | 5C:C2:13:05:DB:E9 | in-blr-ananta-ddc-273 |  |  |  | 100.95.215.77 | 255.255.240.0 | None |  |  |  |  | Primary | BACnet,47808 | DDC-34 | Unicast | No | N/A | Gateway Device | Good | Eneffen | 10 | Yes |  | Landlord | Basebuilder System and connected on Gen Network | sauter_eyrc504fxxx | SAUTER-EYRC504FXXX
74 | Building Management System | DDC-274 | DDC-274 | SAUTER | EY-RC504FXXX | Standard | IP (Wired GEN BOS-IoT) | DDC | 4 | 434 | HVACCP-244 | 411001235320 | Active | Yes | IN-BLR-ANANTA-DDC-274_4 | uuid://5336fbc0-cc3f-4819-a418-dda066fbea00 | {"asset":{"guid":"uuid://5336fbc0-cc3f-4819-a418-dda066fbea00","site":"in-blr-ananta","name":"ddc-274"}} | Eneffen |  |  | 2.23 | V3.4 | 5.0.1 | BACnet IP | 14074 | 11501 |  |  |  | Corphosted | 5C:C2:13:05:DD:AA | in-blr-ananta-ddc-274 |  |  |  | 100.95.215.105 | 255.255.240.0 | None |  |  |  |  | Primary | BACnet,47808 | DDC-35 | Unicast | No | N/A | Gateway Device | Good | Eneffen | 10 | Yes |  | Landlord | Basebuilder System and connected on Gen Network | sauter_eyrc504fxxx | SAUTER-EYRC504FXXX
75 | Building Management System | DDC-275 | DDC-275 | SAUTER | EY-RC504FXXX | Standard | IP (Wired GEN BOS-IoT) | DDC | 4 | 434 | HVACCP-244 | 411001239140 | Active | Yes | IN-BLR-ANANTA-DDC-275_4 | uuid://49fb5711-3a68-4a63-bec9-18b1b3d71fef | {"asset":{"guid":"uuid://49fb5711-3a68-4a63-bec9-18b1b3d71fef","site":"in-blr-ananta","name":"ddc-275"}} | Eneffen |  |  | 2.23 | V3.4 | 5.0.1 | BACnet IP | 14075 | 11501 |  |  |  | Corphosted | 5C:C2:13:05:DB:85 | in-blr-ananta-ddc-275 |  |  |  | 100.95.215.67 | 255.255.240.0 | None |  |  |  |  | Primary | BACnet,47808 | DDC-35 | Unicast | No | N/A | Gateway Device | Good | Eneffen | 10 | Yes |  | Landlord | Basebuilder System and connected on Gen Network | sauter_eyrc504fxxx | SAUTER-EYRC504FXXX
76 | Building Management System | DDC-276 | DDC-276 | SAUTER | EY-RC504FXXX | Standard | IP (Wired GEN BOS-IoT) | DDC | 5 | 563 | HVACCP-245 | 411001239391 | Active | Yes | IN-BLR-ANANTA-DDC-276_5 | uuid://85875265-f491-46cd-a16f-096bfe0f5285 | {"asset":{"guid":"uuid://85875265-f491-46cd-a16f-096bfe0f5285","site":"in-blr-ananta","name":"ddc-276"}} | Eneffen |  |  | 2.23 | V3.4 | 5.0.1 | BACnet IP | 14076 | 11501 |  |  |  | Corphosted | 5C:C2:13:05:DC:DE | in-blr-ananta-ddc-276 |  |  |  | 100.95.215.98 | 255.255.240.0 | None |  |  |  |  | Primary | BACnet,47808 | DDC-36 | Unicast | No | N/A | Gateway Device | Good | Eneffen | 10 | Yes |  | Landlord | Basebuilder System and connected on Gen Network | sauter_eyrc504fxxx | SAUTER-EYRC504FXXX
77 | Building Management System | DDC-277 | DDC-277 | SAUTER | EY-RC504FXXX | Standard | IP (Wired GEN BOS-IoT) | DDC | 5 | 563 | HVACCP-245 | 411001235523 | Active | Yes | IN-BLR-ANANTA-DDC-277_5 | uuid://a2269f35-0398-4634-9006-53398ca4f712 | {"asset":{"guid":"uuid://a2269f35-0398-4634-9006-53398ca4f712","site":"in-blr-ananta","name":"ddc-277"}} | Eneffen |  |  | 2.23 | V3.4 | 5.0.1 | BACnet IP | 14077 | 11501 |  |  |  | Corphosted | 5C:C2:13:05:DC:43 | in-blr-ananta-ddc-277 |  |  |  | 100.95.214.211 | 255.255.240.0 | None |  |  |  |  | Primary | BACnet,47808 | DDC-36 | Unicast | No | N/A | Gateway Device | Good | Eneffen | 10 | Yes |  | Landlord | Basebuilder System and connected on Gen Network | sauter_eyrc504fxxx | SAUTER-EYRC504FXXX
78 | Building Management System | DDC-278 | DDC-278 | SAUTER | EY-RC504FXXX | Standard | IP (Wired GEN BOS-IoT) | DDC | 5 | 575 | HVACCP-246 | 411001239053 | Active | Yes | IN-BLR-ANANTA-DDC-278_5 | uuid://cc3b7ff9-5634-4512-92f2-86e15329efeb | {"asset":{"guid":"uuid://cc3b7ff9-5634-4512-92f2-86e15329efeb","site":"in-blr-ananta","name":"ddc-278"}} | Eneffen |  |  | 2.23 | V3.4 | 5.0.1 | BACnet IP | 14078 | 11501 |  |  |  | Corphosted | 5C:C2:13:05:DB:E8 | in-blr-ananta-ddc-278 |  |  |  | 100.95.215.189 | 255.255.240.0 | None |  |  |  |  | Primary | BACnet,47808 | DDC-39 | Unicast | No | N/A | Gateway Device | Good | Eneffen | 10 | Yes |  | Landlord | Basebuilder System and connected on Gen Network | sauter_eyrc504fxxx | SAUTER-EYRC504FXXX
79 | Building Management System | DDC-279 | DDC-279 | SAUTER | EY-RC504FXXX | Standard | IP (Wired GEN BOS-IoT) | DDC | 5 | 575 | HVACCP-246 | 411001235302 | Active | Yes | IN-BLR-ANANTA-DDC-279_5 | uuid://9bfc7b15-dcca-4180-b845-3f0d15558ca1 | {"asset":{"guid":"uuid://9bfc7b15-dcca-4180-b845-3f0d15558ca1","site":"in-blr-ananta","name":"ddc-279"}} | Eneffen |  |  | 2.23 | V3.4 | 5.0.1 | BACnet IP | 14079 | 11501 |  |  |  | Corphosted | 5C:C2:13:05:DA:4A | in-blr-ananta-ddc-279 |  |  |  | 100.95.214.213 | 255.255.240.0 | None |  |  |  |  | Primary | BACnet,47808 | DDC-39 | Unicast | No | N/A | Gateway Device | Good | Eneffen | 10 | Yes |  | Landlord | Basebuilder System and connected on Gen Network | sauter_eyrc504fxxx | SAUTER-EYRC504FXXX
80 | Building Management System | DDC-280 | DDC-280 | SAUTER | EY-RC504FXXX | Standard | IP (Wired GEN BOS-IoT) | DDC | 5 | 519 | HVACCP-247 | 411001239209 | Active | Yes | IN-BLR-ANANTA-DDC-280_5 | uuid://66fc23e4-c8e2-4e81-b9fb-d9f68d36a9a5 | {"asset":{"guid":"uuid://66fc23e4-c8e2-4e81-b9fb-d9f68d36a9a5","site":"in-blr-ananta","name":"ddc-280"}} | Eneffen |  |  | 2.23 | V3.4 | 5.0.1 | BACnet IP | 14080 | 11501 |  |  |  | Corphosted | 5C:C2:13:05:DC:45 | in-blr-ananta-ddc-280 |  |  |  | 100.95.214.201 | 255.255.240.0 | None |  |  |  |  | Primary | BACnet,47808 | DDC-37 | Unicast | No | N/A | Gateway Device | Good | Eneffen | 10 | Yes |  | Landlord | Basebuilder System and connected on Gen Network | sauter_eyrc504fxxx | SAUTER-EYRC504FXXX
81 | Building Management System | DDC-281 | DDC-281 | SAUTER | EY-RC504FXXX | Standard | IP (Wired GEN BOS-IoT) | DDC | 5 | 519 | HVACCP-247 | 411001237690 | Active | Yes | IN-BLR-ANANTA-DDC-281_5 | uuid://5602d62a-9586-4ac0-a305-856cf2957dc3 | {"asset":{"guid":"uuid://5602d62a-9586-4ac0-a305-856cf2957dc3","site":"in-blr-ananta","name":"ddc-281"}} | Eneffen |  |  | 2.23 | V3.4 | 5.0.1 | BACnet IP | 14081 | 11501 |  |  |  | Corphosted | 5C:C2:13:05:DB:87 | in-blr-ananta-ddc-281 |  |  |  | 100.95.214.202 | 255.255.240.0 | None |  |  |  |  | Primary | BACnet,47808 | DDC-37 | Unicast | No | N/A | Gateway Device | Good | Eneffen | 10 | Yes |  | Landlord | Basebuilder System and connected on Gen Network | sauter_eyrc504fxxx | SAUTER-EYRC504FXXX
82 | Building Management System | DDC-282 | DDC-282 | SAUTER | EY-RC504FXXX | Standard | IP (Wired GEN BOS-IoT) | DDC | 5 | 548 | HVACCP-248 | 411001239016 | Active | Yes | IN-BLR-ANANTA-DDC-282_5 | uuid://17a34c3e-9210-4234-ad19-729872f6c44c | {"asset":{"guid":"uuid://17a34c3e-9210-4234-ad19-729872f6c44c","site":"in-blr-ananta","name":"ddc-282"}} | Eneffen |  |  | 2.23 | V3.4 | 5.0.1 | BACnet IP | 14082 | 11501 |  |  |  | Corphosted | 5C:C2:13:05:DC:54 | in-blr-ananta-ddc-282 |  |  |  | 100.95.214.131 | 255.255.240.0 | None |  |  |  |  | Primary | BACnet,47808 | DDC-38 | Unicast | No | N/A | Gateway Device | Good | Eneffen | 10 | Yes |  | Landlord | Basebuilder System and connected on Gen Network | sauter_eyrc504fxxx | SAUTER-EYRC504FXXX
83 | Building Management System | DDC-283 | DDC-283 | SAUTER | EY-RC504FXXX | Standard | IP (Wired GEN BOS-IoT) | DDC | 5 | 548 | HVACCP-248 | 411001237825 | Active | Yes | IN-BLR-ANANTA-DDC-283_5 | uuid://c02dd6a3-9a25-41eb-a776-7e46a78d70cc | {"asset":{"guid":"uuid://c02dd6a3-9a25-41eb-a776-7e46a78d70cc","site":"in-blr-ananta","name":"ddc-283"}} | Eneffen |  |  | 2.23 | V3.4 | 5.0.1 | BACnet IP | 14083 | 11501 |  |  |  | Corphosted | 5C:C2:13:05:DA:56 | in-blr-ananta-ddc-283 |  |  |  | 100.95.214.214 | 255.255.240.0 | None |  |  |  |  | Primary | BACnet,47808 | DDC-38 | Unicast | No | N/A | Gateway Device | Good | Eneffen | 10 | Yes |  | Landlord | Basebuilder System and connected on Gen Network | sauter_eyrc504fxxx | SAUTER-EYRC504FXXX
84 | Building Management System | DDC-284 | DDC-284 | SAUTER | EY-RC504FXXX | Standard | IP (Wired GEN BOS-IoT) | DDC | 5 | 533 | HVACCP-249 | 411001239085 | Active | Yes | IN-BLR-ANANTA-DDC-284_5 | uuid://2f9ecaf5-bada-4b6d-a6af-4e9eafacb84c | {"asset":{"guid":"uuid://2f9ecaf5-bada-4b6d-a6af-4e9eafacb84c","site":"in-blr-ananta","name":"ddc-284"}} | Eneffen |  |  | 2.23 | V3.4 | 5.0.1 | BACnet IP | 14084 | 11501 |  |  |  | Corphosted | 5C:C2:13:05:DA:5D | in-blr-ananta-ddc-284 |  |  |  | 100.95.214.229 | 255.255.240.0 | None |  |  |  |  | Primary | BACnet,47808 | DDC-41 | Unicast | No | N/A | Gateway Device | Good | Eneffen | 10 | Yes |  | Landlord | Basebuilder System and connected on Gen Network | sauter_eyrc504fxxx | SAUTER-EYRC504FXXX
85 | Building Management System | DDC-285 | DDC-285 | SAUTER | EY-RC504FXXX | Standard | IP (Wired GEN BOS-IoT) | DDC | 5 | 533 | HVACCP-249 | 411001239275 | Active | Yes | IN-BLR-ANANTA-DDC-285_5 | uuid://2666271f-65b1-43d1-b5a4-76669e204761 | {"asset":{"guid":"uuid://2666271f-65b1-43d1-b5a4-76669e204761","site":"in-blr-ananta","name":"ddc-285"}} | Eneffen |  |  | 2.23 | V3.4 | 5.0.1 | BACnet IP | 14085 | 11501 |  |  |  | Corphosted | 5C:C2:13:05:DB:C8 | in-blr-ananta-ddc-285 |  |  |  | 100.95.214.241 | 255.255.240.0 | None |  |  |  |  | Primary | BACnet,47808 | DDC-41 | Unicast | No | N/A | Gateway Device | Good | Eneffen | 10 | Yes |  | Landlord | Basebuilder System and connected on Gen Network | sauter_eyrc504fxxx | SAUTER-EYRC504FXXX
86 | Building Management System | DDC-286 | DDC-286 | SAUTER | EY-RC504FXXX | Standard | IP (Wired GEN BOS-IoT) | DDC | 5 | 534 | HVACCP-250 | 411001235647 | Active | Yes | IN-BLR-ANANTA-DDC-286_5 | uuid://0641d5a3-2144-495d-945e-1f54d430a912 | {"asset":{"guid":"uuid://0641d5a3-2144-495d-945e-1f54d430a912","site":"in-blr-ananta","name":"ddc-286"}} | Eneffen |  |  | 2.23 | V3.4 | 5.0.1 | BACnet IP | 14086 | 11501 |  |  |  | Corphosted | 5C:C2:13:05:DB:89 | in-blr-ananta-ddc-286 |  |  |  | 100.95.214.170 | 255.255.240.0 | None |  |  |  |  | Primary | BACnet,47808 | DDC-40 | Unicast | No | N/A | Gateway Device | Good | Eneffen | 10 | Yes |  | Landlord | Basebuilder System and connected on Gen Network | sauter_eyrc504fxxx | SAUTER-EYRC504FXXX
87 | Building Management System | DDC-287 | DDC-287 | SAUTER | EY-RC504FXXX | Standard | IP (Wired GEN BOS-IoT) | DDC | 5 | 534 | HVACCP-250 | 411001239001 | Active | Yes | IN-BLR-ANANTA-DDC-287_5 | uuid://dfbb95b1-6b7a-4d4f-b8e0-4ed7f6f60765 | {"asset":{"guid":"uuid://dfbb95b1-6b7a-4d4f-b8e0-4ed7f6f60765","site":"in-blr-ananta","name":"ddc-287"}} | Eneffen |  |  | 2.23 | V3.4 | 5.0.1 | BACnet IP | 14087 | 11501 |  |  |  | Corphosted | 5C:C2:13:05:DB:E5 | in-blr-ananta-ddc-287 |  |  |  | 100.95.214.223 | 255.255.240.0 | None |  |  |  |  | Primary | BACnet,47808 | DDC-40 | Unicast | No | N/A | Gateway Device | Good | Eneffen | 10 | Yes |  | Landlord | Basebuilder System and connected on Gen Network | sauter_eyrc504fxxx | SAUTER-EYRC504FXXX
88 | Building Management System | DDC-288 | DDC-288 | SAUTER | EY-RC504FXXX | Standard | IP (Wired GEN BOS-IoT) | DDC | 6 | 663 | HVACCP-251 | 411001235522 | Active | Yes | IN-BLR-ANANTA-DDC-288_6 | uuid://14e714ab-2e37-471a-a5fd-3d680832cc40 | {"asset":{"guid":"uuid://14e714ab-2e37-471a-a5fd-3d680832cc40","site":"in-blr-ananta","name":"ddc-288"}} | Eneffen |  |  | 2.23 | V3.4 | 5.0.1 | BACnet IP | 14088 | 11501 |  |  |  | Corphosted | 5C:C2:13:05:DA:55 | in-blr-ananta-ddc-288 |  |  |  | 100.95.215.7 | 255.255.240.0 | None |  |  |  |  | Primary | BACnet,47808 | DDC-49 | Unicast | No | N/A | Gateway Device | Good | Eneffen | 10 | Yes |  | Landlord | Basebuilder System and connected on Gen Network | sauter_eyrc504fxxx | SAUTER-EYRC504FXXX
89 | Building Management System | DDC-289 | DDC-289 | SAUTER | EY-RC504FXXX | Standard | IP (Wired GEN BOS-IoT) | DDC | 6 | 663 | HVACCP-251 | 411001239051 | Active | Yes | IN-BLR-ANANTA-DDC-289_6 | uuid://95d74681-3a7e-4e9a-abae-1c8b3d0ad098 | {"asset":{"guid":"uuid://95d74681-3a7e-4e9a-abae-1c8b3d0ad098","site":"in-blr-ananta","name":"ddc-289"}} | Eneffen |  |  | 2.23 | V3.4 | 5.0.1 | BACnet IP | 14089 | 11501 |  |  |  | Corphosted | 5C:C2:13:05:D6:55 | in-blr-ananta-ddc-289 |  |  |  | 100.95.215.18 | 255.255.240.0 | None |  |  |  |  | Primary | BACnet,47808 | DDC-49 | Unicast | No | N/A | Gateway Device | Good | Eneffen | 10 | Yes |  | Landlord | Basebuilder System and connected on Gen Network | sauter_eyrc504fxxx | SAUTER-EYRC504FXXX
90 | Building Management System | DDC-290 | DDC-290 | SAUTER | EY-RC504FXXX | Standard | IP (Wired GEN BOS-IoT) | DDC | 6 | 675 | HVACCP-252 | 411001239429 | Active | Yes | IN-BLR-ANANTA-DDC-290_6 | uuid://b2deae73-462f-4be1-a1e4-7c97413bf34e | {"asset":{"guid":"uuid://b2deae73-462f-4be1-a1e4-7c97413bf34e","site":"in-blr-ananta","name":"ddc-290"}} | Eneffen |  |  | 2.23 | V3.4 | 5.0.1 | BACnet IP | 14090 | 11501 |  |  |  | Corphosted | 5C:C2:13:05:DA:4C | in-blr-ananta-ddc-290 |  |  |  | 100.95.215.64 | 255.255.240.0 | None |  |  |  |  | Primary | BACnet,47808 | DDC-46 | Unicast | No | N/A | Gateway Device | Good | Eneffen | 10 | Yes |  | Landlord | Basebuilder System and connected on Gen Network | sauter_eyrc504fxxx | SAUTER-EYRC504FXXX
91 | Building Management System | DDC-291 | DDC-291 | SAUTER | EY-RC504FXXX | Standard | IP (Wired GEN BOS-IoT) | DDC | 6 | 675 | HVACCP-252 | 411001239199 | Active | Yes | IN-BLR-ANANTA-DDC-291_6 | uuid://8efacd68-a795-43d0-952f-91b76303f93e | {"asset":{"guid":"uuid://8efacd68-a795-43d0-952f-91b76303f93e","site":"in-blr-ananta","name":"ddc-291"}} | Eneffen |  |  | 2.23 | V3.4 | 5.0.1 | BACnet IP | 14091 | 11501 |  |  |  | Corphosted | 5C:C2:13:05:DC:22 | in-blr-ananta-ddc-291 |  |  |  | 100.95.215.51 | 255.255.240.0 | None |  |  |  |  | Primary | BACnet,47808 | DDC-46 | Unicast | No | N/A | Gateway Device | Good | Eneffen | 10 | Yes |  | Landlord | Basebuilder System and connected on Gen Network | sauter_eyrc504fxxx | SAUTER-EYRC504FXXX
92 | Building Management System | DDC-292 | DDC-292 | SAUTER | EY-RC504FXXX | Standard | IP (Wired GEN BOS-IoT) | DDC | 6 | 619 | HVACCP-253 | 411001239463 | Active | Yes | IN-BLR-ANANTA-DDC-292_6 | uuid://708c6283-2e30-42be-a23e-3b8fcfd91e08 | {"asset":{"guid":"uuid://708c6283-2e30-42be-a23e-3b8fcfd91e08","site":"in-blr-ananta","name":"ddc-292"}} | Eneffen |  |  | 2.23 | V3.4 | 5.0.1 | BACnet IP | 14092 | 11501 |  |  |  | Corphosted | 5C:C2:13:05:DB:8E | in-blr-ananta-ddc-292 |  |  |  | 100.95.215.62 | 255.255.240.0 | None |  |  |  |  | Primary | BACnet,47808 | DDC-44 | Unicast | No | N/A | Gateway Device | Good | Eneffen | 10 | Yes |  | Landlord | Basebuilder System and connected on Gen Network | sauter_eyrc504fxxx | SAUTER-EYRC504FXXX
93 | Building Management System | DDC-293 | DDC-293 | SAUTER | EY-RC504FXXX | Standard | IP (Wired GEN BOS-IoT) | DDC | 6 | 619 | HVACCP-253 | 411001238976 | Active | Yes | IN-BLR-ANANTA-DDC-293_6 | uuid://68997bf0-4281-4bf0-b627-5249c4e64a6b | {"asset":{"guid":"uuid://68997bf0-4281-4bf0-b627-5249c4e64a6b","site":"in-blr-ananta","name":"ddc-293"}} | Eneffen |  |  | 2.23 | V3.4 | 5.0.1 | BACnet IP | 14093 | 11501 |  |  |  | Corphosted | 5C:C2:13:05:DA:3C | in-blr-ananta-ddc-293 |  |  |  | 100.95.215.30 | 255.255.240.0 | None |  |  |  |  | Primary | BACnet,47808 | DDC-44 | Unicast | No | N/A | Gateway Device | Good | Eneffen | 10 | Yes |  | Landlord | Basebuilder System and connected on Gen Network | sauter_eyrc504fxxx | SAUTER-EYRC504FXXX
94 | Building Management System | DDC-294 | DDC-294 | SAUTER | EY-RC504FXXX | Standard | IP (Wired GEN BOS-IoT) | DDC | 6 | 648 | HVACCP-254 | 411001239283 | Active | Yes | IN-BLR-ANANTA-DDC-294_6 | uuid://2a843720-8a9b-410a-95c3-4c4792ac9c2f | {"asset":{"guid":"uuid://2a843720-8a9b-410a-95c3-4c4792ac9c2f","site":"in-blr-ananta","name":"ddc-294"}} | Eneffen |  |  | 2.23 | V3.4 | 5.0.1 | BACnet IP | 14094 | 11501 |  |  |  | Corphosted | 5C:C2:13:05:DB:D4 | in-blr-ananta-ddc-294 |  |  |  | 100.95.215.47 | 255.255.240.0 | None |  |  |  |  | Primary | BACnet,47808 | DDC-45 | Unicast | No | N/A | Gateway Device | Good | Eneffen | 10 | Yes |  | Landlord | Basebuilder System and connected on Gen Network | sauter_eyrc504fxxx | SAUTER-EYRC504FXXX
95 | Building Management System | DDC-295 | DDC-295 | SAUTER | EY-RC504FXXX | Standard | IP (Wired GEN BOS-IoT) | DDC | 6 | 648 | HVACCP-254 | 411001235139 | Active | Yes | IN-BLR-ANANTA-DDC-295_6 | uuid://055fb66f-8350-4409-83af-63367c7826c4 | {"asset":{"guid":"uuid://055fb66f-8350-4409-83af-63367c7826c4","site":"in-blr-ananta","name":"ddc-295"}} | Eneffen |  |  | 2.23 | V3.4 | 5.0.1 | BACnet IP | 14095 | 11501 |  |  |  | Corphosted | 5C:C2:13:05:DD:55 | in-blr-ananta-ddc-295 |  |  |  | 100.95.215.78 | 255.255.240.0 | None |  |  |  |  | Primary | BACnet,47808 | DDC-45 | Unicast | No | N/A | Gateway Device | Good | Eneffen | 10 | Yes |  | Landlord | Basebuilder System and connected on Gen Network | sauter_eyrc504fxxx | SAUTER-EYRC504FXXX
96 | Building Management System | DDC-296 | DDC-296 | SAUTER | EY-RC504FXXX | Standard | IP (Wired GEN BOS-IoT) | DDC | 6 | 633 | HVACCP-255 | 411001239172 | Active | Yes | IN-BLR-ANANTA-DDC-296_6 | uuid://518530b6-467b-4652-b772-f0dfcad5eeb5 | {"asset":{"guid":"uuid://518530b6-467b-4652-b772-f0dfcad5eeb5","site":"in-blr-ananta","name":"ddc-296"}} | Eneffen |  |  | 2.23 | V3.4 | 5.0.1 | BACnet IP | 14096 | 11501 |  |  |  | Corphosted | 5C:C2:13:05:DC:12 | in-blr-ananta-ddc-296 |  |  |  | 100.95.215.91 | 255.255.240.0 | None |  |  |  |  | Primary | BACnet,47808 | DDC-48 | Unicast | No | N/A | Gateway Device | Good | Eneffen | 10 | Yes |  | Landlord | Basebuilder System and connected on Gen Network | sauter_eyrc504fxxx | SAUTER-EYRC504FXXX
97 | Building Management System | DDC-297 | DDC-297 | SAUTER | EY-RC504FXXX | Standard | IP (Wired GEN BOS-IoT) | DDC | 6 | 633 | HVACCP-255 | 411001239152 | Active | Yes | IN-BLR-ANANTA-DDC-297_6 | uuid://1375279e-a059-4269-88ce-807fde3fa67f | {"asset":{"guid":"uuid://1375279e-a059-4269-88ce-807fde3fa67f","site":"in-blr-ananta","name":"ddc-297"}} | Eneffen |  |  | 2.23 | V3.4 | 5.0.1 | BACnet IP | 14097 | 11501 |  |  |  | Corphosted | 5C:C2:13:05:DC:3A | in-blr-ananta-ddc-297 |  |  |  | 100.95.215.75 | 255.255.240.0 | None |  |  |  |  | Primary | BACnet,47808 | DDC-48 | Unicast | No | N/A | Gateway Device | Good | Eneffen | 10 | Yes |  | Landlord | Basebuilder System and connected on Gen Network | sauter_eyrc504fxxx | SAUTER-EYRC504FXXX
98 | Building Management System | DDC-298 | DDC-298 | SAUTER | EY-RC504FXXX | Standard | IP (Wired GEN BOS-IoT) | DDC | 6 | 634 | HVACCP-256 | 411001239260 | Active | Yes | IN-BLR-ANANTA-DDC-298_6 | uuid://d9d0c0a5-9e36-4bbc-a70f-70fd248a4b0a | {"asset":{"guid":"uuid://d9d0c0a5-9e36-4bbc-a70f-70fd248a4b0a","site":"in-blr-ananta","name":"ddc-298"}} | Eneffen |  |  | 2.23 | V3.4 | 5.0.1 | BACnet IP | 14098 | 11501 |  |  |  | Corphosted | 5C:C2:13:05:DC:55 | in-blr-ananta-ddc-298 |  |  |  | 100.95.215.90 | 255.255.240.0 | None |  |  |  |  | Primary | BACnet,47808 | DDC-47 | Unicast | No | N/A | Gateway Device | Good | Eneffen | 10 | Yes |  | Landlord | Basebuilder System and connected on Gen Network | sauter_eyrc504fxxx | SAUTER-EYRC504FXXX
99 | Building Management System | DDC-299 | DDC-299 | SAUTER | EY-RC504FXXX | Standard | IP (Wired GEN BOS-IoT) | DDC | 6 | 634 | HVACCP-256 | 411001239335 | Active | Yes | IN-BLR-ANANTA-DDC-299_6 | uuid://4d419f11-d8a6-4818-840c-2ad94d577d3f | {"asset":{"guid":"uuid://4d419f11-d8a6-4818-840c-2ad94d577d3f","site":"in-blr-ananta","name":"ddc-299"}} | Eneffen |  |  | 2.23 | V3.4 | 5.0.1 | BACnet IP | 14099 | 11501 |  |  |  | Corphosted | 5C:C2:13:05:DC:4A | in-blr-ananta-ddc-299 |  |  |  | 100.95.215.100 | 255.255.240.0 | None |  |  |  |  | Primary | BACnet,47808 | DDC-47 | Unicast | No | N/A | Gateway Device | Good | Eneffen | 10 | Yes |  | Landlord | Basebuilder System and connected on Gen Network | sauter_eyrc504fxxx | SAUTER-EYRC504FXXX
100 | Building Management System | DDC-300 | DDC-300 | SAUTER | EY-RC504FXXX | Standard | IP (Wired GEN BOS-IoT) | DDC | 7 | 763 | HVACCP-257 | 411001235047 | Active | Yes | IN-BLR-ANANTA-DDC-300_7 | uuid://57f8fb2c-f6a7-4e61-a30d-4e7d7e797b67 | {"asset":{"guid":"uuid://57f8fb2c-f6a7-4e61-a30d-4e7d7e797b67","site":"in-blr-ananta","name":"ddc-300"}} | Eneffen |  |  | 2.23 | V3.4 | 5.0.1 | BACnet IP | 14100 | 11501 |  |  |  | Corphosted | 5C:C2:13:05:DD:BE | in-blr-ananta-ddc-300 |  |  |  | 100.95.215.63 | 255.255.240.0 | None |  |  |  |  | Primary | BACnet,47808 | HLI-059 | Unicast | No | N/A | Gateway Device | Good | Eneffen | 10 | Yes |  | Landlord | Basebuilder System and connected on Gen Network | sauter_eyrc504fxxx | SAUTER-EYRC504FXXX
101 | Building Management System | DDC-301 | DDC-301 | SAUTER | EY-RC504FXXX | Standard | IP (Wired GEN BOS-IoT) | DDC | 7 | 763 | HVACCP-257 | 411001239445 | Active | Yes | IN-BLR-ANANTA-DDC-301_7 | uuid://696d0eba-2c93-4184-a074-6de9e4f885b3 | {"asset":{"guid":"uuid://696d0eba-2c93-4184-a074-6de9e4f885b3","site":"in-blr-ananta","name":"ddc-301"}} | Eneffen |  |  | 2.23 | V3.4 | 5.0.1 | BACnet IP | 14101 | 11501 |  |  |  | Corphosted | 5C:C2:13:05:DC:1F | in-blr-ananta-ddc-301 |  |  |  | 100.95.215.59 | 255.255.240.0 | None |  |  |  |  | Primary | BACnet,47808 | HLI-059 | Unicast | No | N/A | Gateway Device | Good | Eneffen | 10 | Yes |  | Landlord | Basebuilder System and connected on Gen Network | sauter_eyrc504fxxx | SAUTER-EYRC504FXXX
102 | Building Management System | DDC-302 | DDC-302 | SAUTER | EY-RC504FXXX | Standard | IP (Wired GEN BOS-IoT) | DDC | 7 | 775 | HVACCP-258 | 411001239480 | Active | Yes | IN-BLR-ANANTA-DDC-302_7 | uuid://02673cea-a6dd-40f0-9742-83ce15d006d5 | {"asset":{"guid":"uuid://02673cea-a6dd-40f0-9742-83ce15d006d5","site":"in-blr-ananta","name":"ddc-302"}} | Eneffen |  |  | 2.23 | V3.4 | 5.0.1 | BACnet IP | 14102 | 11501 |  |  |  | Corphosted | 5C:C2:13:05:DC:FA | in-blr-ananta-ddc-302 |  |  |  | 100.95.215.107 | 255.255.240.0 | None |  |  |  |  | Primary | BACnet,47808 | DDC-52 | Unicast | No | N/A | Gateway Device | Good | Eneffen | 10 | Yes |  | Landlord | Basebuilder System and connected on Gen Network | sauter_eyrc504fxxx | SAUTER-EYRC504FXXX
103 | Building Management System | DDC-303 | DDC-303 | SAUTER | EY-RC504FXXX | Standard | IP (Wired GEN BOS-IoT) | DDC | 7 | 775 | HVACCP-258 | 411001239072 | Active | Yes | IN-BLR-ANANTA-DDC-303_7 | uuid://8cb6ef71-a324-4f22-9d58-d9424822bda8 | {"asset":{"guid":"uuid://8cb6ef71-a324-4f22-9d58-d9424822bda8","site":"in-blr-ananta","name":"ddc-303"}} | Eneffen |  |  | 2.23 | V3.4 | 5.0.1 | BACnet IP | 14103 | 11501 |  |  |  | Corphosted | 5C:C2:13:05:DB:DC | in-blr-ananta-ddc-303 |  |  |  | 100.95.215.104 | 255.255.240.0 | None |  |  |  |  | Primary | BACnet,47808 | DDC-52 | Unicast | No | N/A | Gateway Device | Good | Eneffen | 10 | Yes |  | Landlord | Basebuilder System and connected on Gen Network | sauter_eyrc504fxxx | SAUTER-EYRC504FXXX
104 | Building Management System | DDC-304 | DDC-304 | SAUTER | EY-RC504FXXX | Standard | IP (Wired GEN BOS-IoT) | DDC | 7 | 719 | HVACCP-259 | 411001234971 | Active | Yes | IN-BLR-ANANTA-DDC-304_7 | uuid://4024fcd6-dd60-4021-9a53-e1b8baab8fea | {"asset":{"guid":"uuid://4024fcd6-dd60-4021-9a53-e1b8baab8fea","site":"in-blr-ananta","name":"ddc-304"}} | Eneffen |  |  | 2.23 | V3.4 | 5.0.1 | BACnet IP | 14104 | 11501 |  |  |  | Corphosted | 5C:C2:13:05:DD:56 | in-blr-ananta-ddc-304 |  |  |  | 100.95.215.112 | 255.255.240.0 | None |  |  |  |  | Primary | BACnet,47808 | DDC-50 | Unicast | No | N/A | Gateway Device | Good | Eneffen | 10 | Yes |  | Landlord | Basebuilder System and connected on Gen Network | sauter_eyrc504fxxx | SAUTER-EYRC504FXXX
105 | Building Management System | DDC-305 | DDC-305 | SAUTER | EY-RC504FXXX | Standard | IP (Wired GEN BOS-IoT) | DDC | 7 | 719 | HVACCP-259 | 411001237815 | Active | Yes | IN-BLR-ANANTA-DDC-305_7 | uuid://f839b55d-4829-4f1f-8b74-711bb9f7c218 | {"asset":{"guid":"uuid://f839b55d-4829-4f1f-8b74-711bb9f7c218","site":"in-blr-ananta","name":"ddc-305"}} | Eneffen |  |  | 2.23 | V3.4 | 5.0.1 | BACnet IP | 14105 | 11501 |  |  |  | Corphosted | 5C:C2:13:05:DA:59 | in-blr-ananta-ddc-305 |  |  |  | 100.95.214.254 | 255.255.240.0 | None |  |  |  |  | Primary | BACnet,47808 | DDC-50 | Unicast | No | N/A | Gateway Device | Good | Eneffen | 10 | Yes |  | Landlord | Basebuilder System and connected on Gen Network | sauter_eyrc504fxxx | SAUTER-EYRC504FXXX
106 | Building Management System | DDC-306 | DDC-306 | SAUTER | EY-RC504FXXX | Standard | IP (Wired GEN BOS-IoT) | DDC | 7 | 748 | HVACCP-260 | 411001239448 | Active | Yes | IN-BLR-ANANTA-DDC-306_7 | uuid://0fd768e7-90ef-4c09-a739-2b5a33e9e6a2 | {"asset":{"guid":"uuid://0fd768e7-90ef-4c09-a739-2b5a33e9e6a2","site":"in-blr-ananta","name":"ddc-306"}} | Eneffen |  |  | 2.23 | V3.4 | 5.0.1 | BACnet IP | 14106 | 11501 |  |  |  | Corphosted | 5C:C2:13:05:DB:88 | in-blr-ananta-ddc-306 |  |  |  | 100.95.214.219 | 255.255.240.0 | None |  |  |  |  | Primary | BACnet,47808 | DDC-51 | Unicast | No | N/A | Gateway Device | Good | Eneffen | 10 | Yes |  | Landlord | Basebuilder System and connected on Gen Network | sauter_eyrc504fxxx | SAUTER-EYRC504FXXX
107 | Building Management System | DDC-307 | DDC-307 | SAUTER | EY-RC504FXXX | Standard | IP (Wired GEN BOS-IoT) | DDC | 7 | 748 | HVACCP-260 | 411001239118 | Active | Yes | IN-BLR-ANANTA-DDC-307_7 | uuid://85fe1c59-6be2-41ca-9352-3380eba7858f | {"asset":{"guid":"uuid://85fe1c59-6be2-41ca-9352-3380eba7858f","site":"in-blr-ananta","name":"ddc-307"}} | Eneffen |  |  | 2.23 | V3.4 | 5.0.1 | BACnet IP | 14107 | 11501 |  |  |  | Corphosted | 5C:C2:13:05:DB:E1 | in-blr-ananta-ddc-307 |  |  |  | 100.95.214.149 | 255.255.240.0 | None |  |  |  |  | Primary | BACnet,47808 | DDC-51 | Unicast | No | N/A | Gateway Device | Good | Eneffen | 10 | Yes |  | Landlord | Basebuilder System and connected on Gen Network | sauter_eyrc504fxxx | SAUTER-EYRC504FXXX
108 | Building Management System | DDC-308 | DDC-308 | SAUTER | EY-RC504FXXX | Standard | IP (Wired GEN BOS-IoT) | DDC | 7 | 733 | HVACCP-261 | 411001239208 | Active | Yes | IN-BLR-ANANTA-DDC-308_7 | uuid://58d034cd-752d-4ab5-a620-55dfb8edb52b | {"asset":{"guid":"uuid://58d034cd-752d-4ab5-a620-55dfb8edb52b","site":"in-blr-ananta","name":"ddc-308"}} | Eneffen |  |  | 2.23 | V3.4 | 5.0.1 | BACnet IP | 14108 | 11501 |  |  |  | Corphosted | 5C:C2:13:05:DC:10 | in-blr-ananta-ddc-308 |  |  |  | 100.95.214.233 | 255.255.240.0 | None |  |  |  |  | Primary | BACnet,47808 | DDC-54 | Unicast | No | N/A | Gateway Device | Good | Eneffen | 10 | Yes |  | Landlord | Basebuilder System and connected on Gen Network | sauter_eyrc504fxxx | SAUTER-EYRC504FXXX
109 | Building Management System | DDC-309 | DDC-309 | SAUTER | EY-RC504FXXX | Standard | IP (Wired GEN BOS-IoT) | DDC | 7 | 733 | HVACCP-261 | 411001235618 | Active | Yes | IN-BLR-ANANTA-DDC-309_7 | uuid://8b490867-3a7a-4413-8e24-7c504c7688eb | {"asset":{"guid":"uuid://8b490867-3a7a-4413-8e24-7c504c7688eb","site":"in-blr-ananta","name":"ddc-309"}} | Eneffen |  |  | 2.23 | V3.4 | 5.0.1 | BACnet IP | 14109 | 11501 |  |  |  | Corphosted | 5C:C2:13:05:DD:45 | in-blr-ananta-ddc-309 |  |  |  | 100.95.214.220 | 255.255.240.0 | None |  |  |  |  | Primary | BACnet,47808 | DDC-54 | Unicast | No | N/A | Gateway Device | Good | Eneffen | 10 | Yes |  | Landlord | Basebuilder System and connected on Gen Network | sauter_eyrc504fxxx | SAUTER-EYRC504FXXX
110 | Building Management System | DDC-310 | DDC-310 | SAUTER | EY-RC504FXXX | Standard | IP (Wired GEN BOS-IoT) | DDC | 7 | 734 | HVACCP-262 | 411001235552 | Active | Yes | IN-BLR-ANANTA-DDC-310_7 | uuid://bfc9ce60-cf08-4976-8ff5-76b80f7f947e | {"asset":{"guid":"uuid://bfc9ce60-cf08-4976-8ff5-76b80f7f947e","site":"in-blr-ananta","name":"ddc-310"}} | Eneffen |  |  | 2.23 | V3.4 | 5.0.1 | BACnet IP | 14110 | 11501 |  |  |  | Corphosted | 5C:C2:13:05:DD:97 | in-blr-ananta-ddc-310 |  |  |  | 100.95.214.239 | 255.255.240.0 | None |  |  |  |  | Primary | BACnet,47808 | DDC-53 | Unicast | No | N/A | Gateway Device | Good | Eneffen | 10 | Yes |  | Landlord | Basebuilder System and connected on Gen Network | sauter_eyrc504fxxx | SAUTER-EYRC504FXXX
111 | Building Management System | DDC-311 | DDC-311 | SAUTER | EY-RC504FXXX | Standard | IP (Wired GEN BOS-IoT) | DDC | 7 | 734 | HVACCP-262 | 411001239225 | Active | Yes | IN-BLR-ANANTA-DDC-311_7 | uuid://b2b0701a-51b6-41d7-a275-52a03e455a23 | {"asset":{"guid":"uuid://b2b0701a-51b6-41d7-a275-52a03e455a23","site":"in-blr-ananta","name":"ddc-311"}} | Eneffen |  |  | 2.23 | V3.4 | 5.0.1 | BACnet IP | 14111 | 11501 |  |  |  | Corphosted | 5C:C2:13:05:DC:16 | in-blr-ananta-ddc-311 |  |  |  | 100.95.214.251 | 255.255.240.0 | None |  |  |  |  | Primary | BACnet,47808 | DDC-53 | Unicast | No | N/A | Gateway Device | Good | Eneffen | 10 | Yes |  | Landlord | Basebuilder System and connected on Gen Network | sauter_eyrc504fxxx | SAUTER-EYRC504FXXX
112 | Building Management System | DDC-312 | DDC-312 | SAUTER | EY-RC504FXXX | Standard | IP (Wired GEN BOS-IoT) | DDC | 8 | 863 | HVACCP-263 | 411001239135 | Active | Yes | IN-BLR-ANANTA-DDC-312_8 | uuid://6c8ae8a1-7bc6-4396-a261-687b21daa3e0 | {"asset":{"guid":"uuid://6c8ae8a1-7bc6-4396-a261-687b21daa3e0","site":"in-blr-ananta","name":"ddc-312"}} | Eneffen |  |  | 2.23 | V3.4 | 5.0.1 | BACnet IP | 14112 | 11501 |  |  |  | Corphosted | 5C:C2:13:05:DA:57 | in-blr-ananta-ddc-312 |  |  |  | 100.95.215.5 | 255.255.240.0 | None |  |  |  |  | Primary | BACnet,47808 | HLI-67 | Unicast | No | N/A | Gateway Device | Good | Eneffen | 10 | Yes |  | Landlord | Basebuilder System and connected on Gen Network | sauter_eyrc504fxxx | SAUTER-EYRC504FXXX
113 | Building Management System | DDC-313 | DDC-313 | SAUTER | EY-RC504FXXX | Standard | IP (Wired GEN BOS-IoT) | DDC | 8 | 863 | HVACCP-263 | 411001359343 | Active | Yes | IN-BLR-ANANTA-DDC-313_8 | uuid://7a16fbb5-e41f-4a1a-9637-d8d323fae267 | {"asset":{"guid":"uuid://7a16fbb5-e41f-4a1a-9637-d8d323fae267","site":"in-blr-ananta","name":"ddc-313"}} | Eneffen |  |  | 2.23 | V3.4 | 5.0.1 | BACnet IP | 14113 | 11501 |  |  |  | Corphosted | 5C:C2:13:05:DC:13 | in-blr-ananta-ddc-313 |  |  |  | 100.95.214.218 | 255.255.240.0 | None |  |  |  |  | Primary | BACnet,47808 | HLI-67 | Unicast | No | N/A | Gateway Device | Good | Eneffen | 10 | Yes |  | Landlord | Basebuilder System and connected on Gen Network | sauter_eyrc504fxxx | SAUTER-EYRC504FXXX
114 | Building Management System | DDC-314 | DDC-314 | SAUTER | EY-RC504FXXX | Standard | IP (Wired GEN BOS-IoT) | DDC | 8 | 875 | HVACCP-264 | 411001239333 | Active | Yes | IN-BLR-ANANTA-DDC-314_8 | uuid://cb5919ff-68d7-4036-a9ff-58db120232c8 | {"asset":{"guid":"uuid://cb5919ff-68d7-4036-a9ff-58db120232c8","site":"in-blr-ananta","name":"ddc-314"}} | Eneffen |  |  | 2.23 | V3.4 | 5.0.1 | BACnet IP | 14114 | 11501 |  |  |  | Corphosted | 5C:C2:13:05:DB:E6 | in-blr-ananta-ddc-314 |  |  |  | 100.95.215.14 | 255.255.240.0 | None |  |  |  |  | Primary | BACnet,47808 | DDC-57 | Unicast | No | N/A | Gateway Device | Good | Eneffen | 10 | Yes |  | Landlord | Basebuilder System and connected on Gen Network | sauter_eyrc504fxxx | SAUTER-EYRC504FXXX
115 | Building Management System | DDC-315 | DDC-315 | SAUTER | EY-RC504FXXX | Standard | IP (Wired GEN BOS-IoT) | DDC | 8 | 875 | HVACCP-264 | 411001239218 | Active | Yes | IN-BLR-ANANTA-DDC-315_8 | uuid://6a45ae6c-7f97-44c0-bbec-4dc61c6bbe91 | {"asset":{"guid":"uuid://6a45ae6c-7f97-44c0-bbec-4dc61c6bbe91","site":"in-blr-ananta","name":"ddc-315"}} | Eneffen |  |  | 2.23 | V3.4 | 5.0.1 | BACnet IP | 14115 | 11501 |  |  |  | Corphosted | 5C:C2:13:05:DB:81 | in-blr-ananta-ddc-315 |  |  |  | 100.95.214.124 | 255.255.240.0 | None |  |  |  |  | Primary | BACnet,47808 | DDC-57 | Unicast | No | N/A | Gateway Device | Good | Eneffen | 10 | Yes |  | Landlord | Basebuilder System and connected on Gen Network | sauter_eyrc504fxxx | SAUTER-EYRC504FXXX
116 | Building Management System | DDC-316 | DDC-316 | SAUTER | EY-RC504FXXX | Standard | IP (Wired GEN BOS-IoT) | DDC | 8 | 819 | HVACCP-265 | 411001239347 | Active | Yes | IN-BLR-ANANTA-DDC-316_8 | uuid://0066ae70-7950-4732-bfd3-37f7bac24c1a | {"asset":{"guid":"uuid://0066ae70-7950-4732-bfd3-37f7bac24c1a","site":"in-blr-ananta","name":"ddc-316"}} | Eneffen |  |  | 2.23 | V3.4 | 5.0.1 | BACnet IP | 14116 | 11501 |  |  |  | Corphosted | 5C:C2:13:05:DB:C7 | in-blr-ananta-ddc-316 |  |  |  | 100.95.215.11 | 255.255.240.0 | None |  |  |  |  | Primary | BACnet,47808 | DDC-55 | Unicast | No | N/A | Gateway Device | Good | Eneffen | 10 | Yes |  | Landlord | Basebuilder System and connected on Gen Network | sauter_eyrc504fxxx | SAUTER-EYRC504FXXX
117 | Building Management System | DDC-317 | DDC-317 | SAUTER | EY-RC504FXXX | Standard | IP (Wired GEN BOS-IoT) | DDC | 8 | 819 | HVACCP-265 | 411001239319 | Active | Yes | IN-BLR-ANANTA-DDC-317_8 | uuid://c7ef4322-9676-4c26-a9c4-2e20b1cdff9d | {"asset":{"guid":"uuid://c7ef4322-9676-4c26-a9c4-2e20b1cdff9d","site":"in-blr-ananta","name":"ddc-317"}} | Eneffen |  |  | 2.23 | V3.4 | 5.0.1 | BACnet IP | 14117 | 11501 |  |  |  | Corphosted | 5C:C2:13:05:DB:F6 | in-blr-ananta-ddc-317 |  |  |  | 100.95.215.15 | 255.255.240.0 | None |  |  |  |  | Primary | BACnet,47808 | DDC-55 | Unicast | No | N/A | Gateway Device | Good | Eneffen | 10 | Yes |  | Landlord | Basebuilder System and connected on Gen Network | sauter_eyrc504fxxx | SAUTER-EYRC504FXXX
118 | Building Management System | DDC-318 | DDC-318 | SAUTER | EY-RC504FXXX | Standard | IP (Wired GEN BOS-IoT) | DDC | 8 | 848 | HVACCP-266 | 411001235071 | Active | Yes | IN-BLR-ANANTA-DDC-318_8 | uuid://0fab45a7-4f6d-4759-8baa-0700284da854 | {"asset":{"guid":"uuid://0fab45a7-4f6d-4759-8baa-0700284da854","site":"in-blr-ananta","name":"ddc-318"}} | Eneffen |  |  | 2.23 | V3.4 | 5.0.1 | BACnet IP | 14118 | 11501 |  |  |  | Corphosted | 5C:C2:13:05:DD:BD | in-blr-ananta-ddc-318 |  |  |  | 100.95.215.20 | 255.255.240.0 | None |  |  |  |  | Primary | BACnet,47808 | DDC-56 | Unicast | No | N/A | Gateway Device | Good | Eneffen | 10 | Yes |  | Landlord | Basebuilder System and connected on Gen Network | sauter_eyrc504fxxx | SAUTER-EYRC504FXXX
119 | Building Management System | DDC-319 | DDC-319 | SAUTER | EY-RC504FXXX | Standard | IP (Wired GEN BOS-IoT) | DDC | 8 | 848 | HVACCP-266 | 411001239144 | Active | Yes | IN-BLR-ANANTA-DDC-319_8 | uuid://0cfa4cfe-69a7-40b0-8f82-c47dbb474005 | {"asset":{"guid":"uuid://0cfa4cfe-69a7-40b0-8f82-c47dbb474005","site":"in-blr-ananta","name":"ddc-319"}} | Eneffen |  |  | 2.23 | V3.4 | 5.0.1 | BACnet IP | 14119 | 11501 |  |  |  | Corphosted | 5C:C2:13:05:DC:18 | in-blr-ananta-ddc-319 |  |  |  | 100.95.215.33 | 255.255.240.0 | None |  |  |  |  | Primary | BACnet,47808 | DDC-56 | Unicast | No | N/A | Gateway Device | Good | Eneffen | 10 | Yes |  | Landlord | Basebuilder System and connected on Gen Network | sauter_eyrc504fxxx | SAUTER-EYRC504FXXX
120 | Building Management System | DDC-320 | DDC-320 | SAUTER | EY-RC504FXXX | Standard | IP (Wired GEN BOS-IoT) | DDC | 8 | 833 | HVACCP-267 | 411001235259 | Active | Yes | IN-BLR-ANANTA-DDC-320_8 | uuid://aa89e2c0-8cd6-41d8-a612-eda407325255 | {"asset":{"guid":"uuid://aa89e2c0-8cd6-41d8-a612-eda407325255","site":"in-blr-ananta","name":"ddc-320"}} | Eneffen |  |  | 2.23 | V3.4 | 5.0.1 | BACnet IP | 14120 | 11501 |  |  |  | Corphosted | 5C:C2:13:06:DD:B9 | in-blr-ananta-ddc-320 |  |  |  | 100.95.215.22 | 255.255.240.0 | None |  |  |  |  | Primary | BACnet,47808 | HLI-73 | Unicast | No | N/A | Gateway Device | Good | Eneffen | 10 | Yes |  | Landlord | Basebuilder System and connected on Gen Network | sauter_eyrc504fxxx | SAUTER-EYRC504FXXX
121 | Building Management System | DDC-321 | DDC-321 | SAUTER | EY-RC504FXXX | Standard | IP (Wired GEN BOS-IoT) | DDC | 8 | 833 | HVACCP-267 | 411001218867 | Active | Yes | IN-BLR-ANANTA-DDC-321_8 | uuid://41be248b-23a9-470f-88db-5d9ecf5c4bc2 | {"asset":{"guid":"uuid://41be248b-23a9-470f-88db-5d9ecf5c4bc2","site":"in-blr-ananta","name":"ddc-321"}} | Eneffen |  |  | 2.23 | V3.4 | 5.0.1 | BACnet IP | 14121 | 11501 |  |  |  | Corphosted | 5C:C2:13:05:DB:94 | in-blr-ananta-ddc-321 |  |  |  | 100.95.214.205 | 255.255.240.0 | None |  |  |  |  | Primary | BACnet,47808 | HLI-73 | Unicast | No | N/A | Gateway Device | Good | Eneffen | 10 | Yes |  | Landlord | Basebuilder System and connected on Gen Network | sauter_eyrc504fxxx | SAUTER-EYRC504FXXX
122 | Building Management System | DDC-322 | DDC-322 | SAUTER | EY-RC504FXXX | Standard | IP (Wired GEN BOS-IoT) | DDC | 8 | 834 | HVACCP-268 | 411001218939 | Active | Yes | IN-BLR-ANANTA-DDC-322_8 | uuid://7dee5d9c-0990-4f83-b38a-87803daca8b1 | {"asset":{"guid":"uuid://7dee5d9c-0990-4f83-b38a-87803daca8b1","site":"in-blr-ananta","name":"ddc-322"}} | Eneffen |  |  | 2.23 | V3.4 | 5.0.1 | BACnet IP | 14122 | 11501 |  |  |  | Corphosted | 5C:C2:13:05:DA:60 | in-blr-ananta-ddc-322 |  |  |  | 100.95.214.243 | 255.255.240.0 | None |  |  |  |  | Primary | BACnet,47808 | HLI-76 | Unicast | No | N/A | Gateway Device | Good | Eneffen | 10 | Yes |  | Landlord | Basebuilder System and connected on Gen Network | sauter_eyrc504fxxx | SAUTER-EYRC504FXXX
123 | Building Management System | DDC-323 | DDC-323 | SAUTER | EY-RC504FXXX | Standard | IP (Wired GEN BOS-IoT) | DDC | 8 | 834 | HVACCP-268 | 411001237738 | Active | Yes | IN-BLR-ANANTA-DDC-323_8 | uuid://a0140c57-8ef6-45b4-9fac-2f34cdab2d47 | {"asset":{"guid":"uuid://a0140c57-8ef6-45b4-9fac-2f34cdab2d47","site":"in-blr-ananta","name":"ddc-323"}} | Eneffen |  |  | 2.23 | V3.4 | 5.0.1 | BACnet IP | 14123 | 11501 |  |  |  | Corphosted | 5C:C2:13:05:DA:4B | in-blr-ananta-ddc-323 |  |  |  | 100.95.215.43 | 255.255.240.0 | None |  |  |  |  | Primary | BACnet,47808 | HLI-76 | Unicast | No | N/A | Gateway Device | Good | Eneffen | 10 | Yes |  | Landlord | Basebuilder System and connected on Gen Network | sauter_eyrc504fxxx | SAUTER-EYRC504FXXX
124 | Building Management System | DDC-324 | DDC-324 | SAUTER | EY-RC504FXXX | Standard | IP (Wired GEN BOS-IoT) | DDC | 9 | 963 | HVACCP-269 | 411001359336 | Active | Yes | IN-BLR-ANANTA-DDC-324_9 | uuid://d8115dac-d611-437a-ad3e-a21f89bee657 | {"asset":{"guid":"uuid://d8115dac-d611-437a-ad3e-a21f89bee657","site":"in-blr-ananta","name":"ddc-324"}} | Eneffen |  |  | 2.23 | V3.4 | 5.0.1 | BACnet IP | 14124 | 11501 |  |  |  | Corphosted | 5C:C2:13:06:87:77 | in-blr-ananta-ddc-324 |  |  |  | 100.95.215.52 | 255.255.240.0 | None |  |  |  |  | Primary | BACnet,47808 | HLI-75 | Unicast | No | N/A | Gateway Device | Good | Eneffen | 10 | Yes |  | Landlord | Basebuilder System and connected on Gen Network | sauter_eyrc504fxxx | SAUTER-EYRC504FXXX
125 | Building Management System | DDC-325 | DDC-325 | SAUTER | EY-RC504FXXX | Standard | IP (Wired GEN BOS-IoT) | DDC | 9 | 963 | HVACCP-269 | 411001360191 | Active | Yes | IN-BLR-ANANTA-DDC-325_9 | uuid://ed1995cc-e1cf-498e-a3fc-e2f9d500942d | {"asset":{"guid":"uuid://ed1995cc-e1cf-498e-a3fc-e2f9d500942d","site":"in-blr-ananta","name":"ddc-325"}} | Eneffen |  |  | 2.23 | V3.4 | 5.0.1 | BACnet IP | 14125 | 11501 |  |  |  | Corphosted | 5C:C2:13:06:8D:AA | in-blr-ananta-ddc-325 |  |  |  | 100.95.215.13 | 255.255.240.0 | None |  |  |  |  | Primary | BACnet,47808 | HLI-75 | Unicast | No | N/A | Gateway Device | Good | Eneffen | 10 | Yes |  | Landlord | Basebuilder System and connected on Gen Network | sauter_eyrc504fxxx | SAUTER-EYRC504FXXX
126 | Building Management System | DDC-326 | DDC-326 | SAUTER | EY-RC504FXXX | Standard | IP (Wired GEN BOS-IoT) | DDC | 9 | 975 | HVACCP-270 | 411001239303 | Active | Yes | IN-BLR-ANANTA-DDC-326_9 | uuid://7cc162fe-e478-4220-88cb-5dd37b417b9e | {"asset":{"guid":"uuid://7cc162fe-e478-4220-88cb-5dd37b417b9e","site":"in-blr-ananta","name":"ddc-326"}} | Eneffen |  |  | 2.23 | V3.4 | 5.0.1 | BACnet IP | 14126 | 11501 |  |  |  | Corphosted | 5C:C2:13:05:DC:09 | in-blr-ananta-ddc-326 |  |  |  | 100.95.215.2 | 255.255.240.0 | None |  |  |  |  | Primary | BACnet,47808 | HLI-76 | Unicast | No | N/A | Gateway Device | Good | Eneffen | 10 | Yes |  | Landlord | Basebuilder System and connected on Gen Network | sauter_eyrc504fxxx | SAUTER-EYRC504FXXX
127 | Building Management System | DDC-327 | DDC-327 | SAUTER | EY-RC504FXXX | Standard | IP (Wired GEN BOS-IoT) | DDC | 9 | 975 | HVACCP-270 | 411001360254 | Active | Yes | IN-BLR-ANANTA-DDC-327_9 | uuid://efbc1193-ff7b-4ebb-b625-6c3694cd9808 | {"asset":{"guid":"uuid://efbc1193-ff7b-4ebb-b625-6c3694cd9808","site":"in-blr-ananta","name":"ddc-327"}} | Eneffen |  |  | 2.23 | V3.4 | 5.0.1 | BACnet IP | 14127 | 11501 |  |  |  | Corphosted | 5C:C2:13:06:8D:9F | in-blr-ananta-ddc-327 |  |  |  | 100.95.214.190 | 255.255.240.0 | None |  |  |  |  | Primary | BACnet,47808 | HLI-76 | Unicast | No | N/A | Gateway Device | Good | Eneffen | 10 | Yes |  | Landlord | Basebuilder System and connected on Gen Network | sauter_eyrc504fxxx | SAUTER-EYRC504FXXX
128 | Building Management System | DDC-328 | DDC-328 | SAUTER | EY-RC504FXXX | Standard | IP (Wired GEN BOS-IoT) | DDC | 9 | 919 | HVACCP-271 | 411001359981 | Active | Yes | IN-BLR-ANANTA-DDC-328_9 | uuid://fca941a9-7a1a-46fb-afbb-d26c092e29de | {"asset":{"guid":"uuid://fca941a9-7a1a-46fb-afbb-d26c092e29de","site":"in-blr-ananta","name":"ddc-328"}} | Eneffen |  |  | 2.23 | V3.4 | 5.0.1 | BACnet IP | 14128 | 11501 |  |  |  | Corphosted | 5C:C2:13:06:87:74 | in-blr-ananta-ddc-328 |  |  |  | 100.95.214.217 | 255.255.240.0 | None |  |  |  |  | Primary | BACnet,47808 | DDC-59 | Unicast | No | N/A | Gateway Device | Good | Eneffen | 10 | Yes |  | Landlord | Basebuilder System and connected on Gen Network | sauter_eyrc504fxxx | SAUTER-EYRC504FXXX
129 | Building Management System | DDC-329 | DDC-329 | SAUTER | EY-RC504FXXX | Standard | IP (Wired GEN BOS-IoT) | DDC | 9 | 919 | HVACCP-271 | 411001359573 | Active | Yes | IN-BLR-ANANTA-DDC-329_9 | uuid://3d329fe3-33bb-4c03-9441-8c8fd145f347 | {"asset":{"guid":"uuid://3d329fe3-33bb-4c03-9441-8c8fd145f347","site":"in-blr-ananta","name":"ddc-329"}} | Eneffen |  |  | 2.23 | V3.4 | 5.0.1 | BACnet IP | 14129 | 11501 |  |  |  | Corphosted | 5C:C2:13:06:87:88 | in-blr-ananta-ddc-329 |  |  |  | 100.95.214.224 | 255.255.240.0 | None |  |  |  |  | Primary | BACnet,47808 | DDC-59 | Unicast | No | N/A | Gateway Device | Good | Eneffen | 10 | Yes |  | Landlord | Basebuilder System and connected on Gen Network | sauter_eyrc504fxxx | SAUTER-EYRC504FXXX
130 | Building Management System | DDC-330 | DDC-330 | SAUTER | EY-RC504FXXX | Standard | IP (Wired GEN BOS-IoT) | DDC | 9 | 948 | HVACCP-272 | 411001360181 | Active | Yes | IN-BLR-ANANTA-DDC-330_9 | uuid://da91bed2-4bbf-4819-8310-2cd5c3a2ea1a | {"asset":{"guid":"uuid://da91bed2-4bbf-4819-8310-2cd5c3a2ea1a","site":"in-blr-ananta","name":"ddc-330"}} | Eneffen |  |  | 2.23 | V3.4 | 5.0.1 | BACnet IP | 14130 | 11501 |  |  |  | Corphosted | 5C:C2:13:06:8D:A2 | in-blr-ananta-ddc-330 |  |  |  | 100.95.214.226 | 255.255.240.0 | None |  |  |  |  | Primary | BACnet,47808 | DDC-60 | Unicast | No | N/A | Gateway Device | Good | Eneffen | 10 | Yes |  | Landlord | Basebuilder System and connected on Gen Network | sauter_eyrc504fxxx | SAUTER-EYRC504FXXX
131 | Building Management System | DDC-331 | DDC-331 | SAUTER | EY-RC504FXXX | Standard | IP (Wired GEN BOS-IoT) | DDC | 9 | 948 | HVACCP-272 | 411001359327 | Active | Yes | IN-BLR-ANANTA-DDC-331_9 | uuid://7ed5e48e-aaa0-4ab8-9e8c-cb593c6286d5 | {"asset":{"guid":"uuid://7ed5e48e-aaa0-4ab8-9e8c-cb593c6286d5","site":"in-blr-ananta","name":"ddc-331"}} | Eneffen |  |  | 2.23 | V3.4 | 5.0.1 | BACnet IP | 14131 | 11501 |  |  |  | Corphosted | 5C:C2:13:06:8D:7E | in-blr-ananta-ddc-331 |  |  |  | 100.95.214.234 | 255.255.240.0 | None |  |  |  |  | Primary | BACnet,47808 | DDC-60 | Unicast | No | N/A | Gateway Device | Good | Eneffen | 10 | Yes |  | Landlord | Basebuilder System and connected on Gen Network | sauter_eyrc504fxxx | SAUTER-EYRC504FXXX
132 | Building Management System | DDC-332 | DDC-332 | SAUTER | EY-RC504FXXX | Standard | IP (Wired GEN BOS-IoT) | DDC | 9 | 948 | HVACCP-273 | 411001359333 | Active | Yes | IN-BLR-ANANTA-DDC-332_9 | uuid://46bda16f-02e7-4277-ba59-57c41b4a3d84 | {"asset":{"guid":"uuid://46bda16f-02e7-4277-ba59-57c41b4a3d84","site":"in-blr-ananta","name":"ddc-332"}} | Eneffen |  |  | 2.23 | V3.4 | 5.0.1 | BACnet IP | 14132 | 11501 |  |  |  | Corphosted | 5C:C2:13:06:8D:A8 | in-blr-ananta-ddc-332 |  |  |  | 100.95.214.246 | 255.255.240.0 | None |  |  |  |  | Primary | BACnet,47808 | DDC-58 | Unicast | No | N/A | Gateway Device | Good | Eneffen | 10 | Yes |  | Landlord | Basebuilder System and connected on Gen Network | sauter_eyrc504fxxx | SAUTER-EYRC504FXXX
133 | Building Management System | DDC-333 | DDC-333 | SAUTER | EY-RC504FXXX | Standard | IP (Wired GEN BOS-IoT) | DDC | 9 | 948 | HVACCP-273 | 411001239461 | Active | Yes | IN-BLR-ANANTA-DDC-333_9 | uuid://4d9682ea-0e2d-43b6-b684-1d2fb915144e | {"asset":{"guid":"uuid://4d9682ea-0e2d-43b6-b684-1d2fb915144e","site":"in-blr-ananta","name":"ddc-333"}} | Eneffen |  |  | 2.23 | V3.4 | 5.0.1 | BACnet IP | 14133 | 11501 |  |  |  | Corphosted | 5C:C2:13:05:DB:F8 | in-blr-ananta-ddc-333 |  |  |  | 100.95.214.225 | 255.255.240.0 | None |  |  |  |  | Primary | BACnet,47808 | DDC-58 | Unicast | No | N/A | Gateway Device | Good | Eneffen | 10 | Yes |  | Landlord | Basebuilder System and connected on Gen Network | sauter_eyrc504fxxx | SAUTER-EYRC504FXXX
134 | Building Management System | DDC-334 | DDC-334 | SAUTER | EY-RC504FXXX | Standard | IP (Wired GEN BOS-IoT) | DDC | 9 | 934 | HVACCP-274 | 411001359591 | Active | Yes | IN-BLR-ANANTA-DDC-334_9 | uuid://8ba80a8f-1a0c-4e3b-ac61-3d9fe1a3d28e | {"asset":{"guid":"uuid://8ba80a8f-1a0c-4e3b-ac61-3d9fe1a3d28e","site":"in-blr-ananta","name":"ddc-334"}} | Eneffen |  |  | 2.23 | V3.4 | 5.0.1 | BACnet IP | 14134 | 11501 |  |  |  | Corphosted | 5C:C2:13:06:8D:83 | in-blr-ananta-ddc-334 |  |  |  | 100.95.215.10 | 255.255.240.0 | None |  |  |  |  | Primary | BACnet,47808 | DDC-61 | Unicast | No | N/A | Gateway Device | Good | Eneffen | 10 | Yes |  | Landlord | Basebuilder System and connected on Gen Network | sauter_eyrc504fxxx | SAUTER-EYRC504FXXX
135 | Building Management System | DDC-335 | DDC-335 | SAUTER | EY-RC504FXXX | Standard | IP (Wired GEN BOS-IoT) | DDC | 9 | 934 | HVACCP-274 | 411001359655 | Active | Yes | IN-BLR-ANANTA-DDC-335_9 | uuid://f666b1cd-6b8d-4ef9-8da9-e1e7b6dd9cf1 | {"asset":{"guid":"uuid://f666b1cd-6b8d-4ef9-8da9-e1e7b6dd9cf1","site":"in-blr-ananta","name":"ddc-335"}} | Eneffen |  |  | 2.23 | V3.4 | 5.0.1 | BACnet IP | 14135 | 11501 |  |  |  | Corphosted | 5C:C2:13:06:8D:96 | in-blr-ananta-ddc-335 |  |  |  | 100.95.214.173 | 255.255.240.0 | None |  |  |  |  | Primary | BACnet,47808 | DDC-61 | Unicast | No | N/A | Gateway Device | Good | Eneffen | 10 | Yes |  | Landlord | Basebuilder System and connected on Gen Network | sauter_eyrc504fxxx | SAUTER-EYRC504FXXX
136 | Building Management System | DDC-336 | DDC-336 | SAUTER | EY-RC504FXXX | Standard | IP (Wired GEN BOS-IoT) | DDC | 10 | 10C4 | HVACCP-275 | 411001359861 | Active | Yes | IN-BLR-ANANTA-DDC-336_10 | uuid://49903f1e-e070-4526-aee6-aa23587b6306 | {"asset":{"guid":"uuid://49903f1e-e070-4526-aee6-aa23587b6306","site":"in-blr-ananta","name":"ddc-336"}} | Eneffen |  |  | 2.23 | V3.4 | 5.0.1 | BACnet IP | 14136 | 11501 |  |  |  | Corphosted | 5C:C2:13:06:8D:6D | in-blr-ananta-ddc-336 |  |  |  | 100.95.214.194 | 255.255.240.0 | None |  |  |  |  | Primary | BACnet,47808 | HLI-82 | Unicast | No | N/A | Gateway Device | Good | Eneffen | 10 | Yes |  | Landlord | Basebuilder System and connected on Gen Network | sauter_eyrc504fxxx | SAUTER-EYRC504FXXX
137 | Building Management System | DDC-337 | DDC-337 | SAUTER | EY-RC504FXXX | Standard | IP (Wired GEN BOS-IoT) | DDC | 10 | 10C4 | HVACCP-275 | 411001359383 | Active | Yes | IN-BLR-ANANTA-DDC-337_10 | uuid://92b1911a-194c-4466-9481-b2d76006925b | {"asset":{"guid":"uuid://92b1911a-194c-4466-9481-b2d76006925b","site":"in-blr-ananta","name":"ddc-337"}} | Eneffen |  |  | 2.23 | V3.4 | 5.0.1 | BACnet IP | 14137 | 11501 |  |  |  | Corphosted | 5C:C2:13:06:8D:71 | in-blr-ananta-ddc-337 |  |  |  | 100.95.214.238 | 255.255.240.0 | None |  |  |  |  | Primary | BACnet,47808 | HLI-82 | Unicast | No | N/A | Gateway Device | Good | Eneffen | 10 | Yes |  | Landlord | Basebuilder System and connected on Gen Network | sauter_eyrc504fxxx | SAUTER-EYRC504FXXX
138 | Building Management System | DDC-338 | DDC-338 | SAUTER | EY-RC504FXXX | Standard | IP (Wired GEN BOS-IoT) | DDC | 10 | 1075 | HVACCP-276 | 411001359348 | Active | Yes | IN-BLR-ANANTA-DDC-338_10 | uuid://a8e5ae5f-cc6a-42ae-8344-60300ebd1755 | {"asset":{"guid":"uuid://a8e5ae5f-cc6a-42ae-8344-60300ebd1755","site":"in-blr-ananta","name":"ddc-338"}} | Eneffen |  |  | 2.23 | V3.4 | 5.0.1 | BACnet IP | 14138 | 11501 |  |  |  | Corphosted | 5C:C2:13:06:8D:8C | in-blr-ananta-ddc-338 |  |  |  | 100.95.214.245 | 255.255.240.0 | None |  |  |  |  | Primary | BACnet,47808 | DDC-66 | Unicast | No | N/A | Gateway Device | Good | Eneffen | 10 | Yes |  | Landlord | Basebuilder System and connected on Gen Network | sauter_eyrc504fxxx | SAUTER-EYRC504FXXX
139 | Building Management System | DDC-339 | DDC-339 | SAUTER | EY-RC504FXXX | Standard | IP (Wired GEN BOS-IoT) | DDC | 10 | 1075 | HVACCP-276 | 411001359989 | Active | Yes | IN-BLR-ANANTA-DDC-339_10 | uuid://4f1fc4df-06dd-4734-8c1a-f93040d72e24 | {"asset":{"guid":"uuid://4f1fc4df-06dd-4734-8c1a-f93040d72e24","site":"in-blr-ananta","name":"ddc-339"}} | Eneffen |  |  | 2.23 | V3.4 | 5.0.1 | BACnet IP | 14139 | 11501 |  |  |  | Corphosted | 5C:C2:13:06:8D:99 | in-blr-ananta-ddc-339 |  |  |  | 100.95.214.174 | 255.255.240.0 | None |  |  |  |  | Primary | BACnet,47808 | DDC-66 | Unicast | No | N/A | Gateway Device | Good | Eneffen | 10 | Yes |  | Landlord | Basebuilder System and connected on Gen Network | sauter_eyrc504fxxx | SAUTER-EYRC504FXXX
140 | Building Management System | DDC-340 | DDC-340 | SAUTER | EY-RC504FXXX | Standard | IP (Wired GEN BOS-IoT) | DDC | 10 | 1019 | HVACCP-277 | 411001239290 | Active | Yes | IN-BLR-ANANTA-DDC-340_10 | uuid://2bd84e96-0a00-4554-b489-24b918629c6f | {"asset":{"guid":"uuid://2bd84e96-0a00-4554-b489-24b918629c6f","site":"in-blr-ananta","name":"ddc-340"}} | Eneffen |  |  | 2.23 | V3.4 | 5.0.1 | BACnet IP | 14140 | 11501 |  |  |  | Corphosted | 5C:C2:13:05:DC:3C | in-blr-ananta-ddc-340 |  |  |  | 100.95.215.31 | 255.255.240.0 | None |  |  |  |  | Primary | BACnet,47808 | DDC-64 | Unicast | No | N/A | Gateway Device | Good | Eneffen | 10 | Yes |  | Landlord | Basebuilder System and connected on Gen Network | sauter_eyrc504fxxx | SAUTER-EYRC504FXXX
141 | Building Management System | DDC-341 | DDC-341 | SAUTER | EY-RC504FXXX | Standard | IP (Wired GEN BOS-IoT) | DDC | 10 | 1019 | HVACCP-277 | 411001158670 | Active | Yes | IN-BLR-ANANTA-DDC-341_10 | uuid://d8d26a29-86ee-4e9d-a9b0-bc4173b7c9d9 | {"asset":{"guid":"uuid://d8d26a29-86ee-4e9d-a9b0-bc4173b7c9d9","site":"in-blr-ananta","name":"ddc-341"}} | Eneffen |  |  | 2.23 | V3.4 | 5.0.1 | BACnet IP | 14141 | 11501 |  |  |  | Corphosted | 5C:C2:13:05:C2:3D | in-blr-ananta-ddc-341 |  |  |  | 100.95.215.29 | 255.255.240.0 | None |  |  |  |  | Primary | BACnet,47808 | DDC-64 | Unicast | No | N/A | Gateway Device | Good | Eneffen | 10 | Yes |  | Landlord | Basebuilder System and connected on Gen Network | sauter_eyrc504fxxx | SAUTER-EYRC504FXXX
142 | Building Management System | DDC-342 | DDC-342 | SAUTER | EY-RC504FXXX | Standard | IP (Wired GEN BOS-IoT) | DDC | 10 | 1048 | HVACCP-278 | 411001359332 | Active | Yes | IN-BLR-ANANTA-DDC-342_10 | uuid://11294498-4bd1-49a6-8980-3afcfb11612e | {"asset":{"guid":"uuid://11294498-4bd1-49a6-8980-3afcfb11612e","site":"in-blr-ananta","name":"ddc-342"}} | Eneffen |  |  | 2.23 | V3.4 | 5.0.1 | BACnet IP | 14142 | 11501 |  |  |  | Corphosted | 5C:C2:13:06:87:81 | in-blr-ananta-ddc-342 |  |  |  | 100.95.215.26 | 255.255.240.0 | None |  |  |  |  | Primary | BACnet,47808 | DDC-65 | Unicast | No | N/A | Gateway Device | Good | Eneffen | 10 | Yes |  | Landlord | Basebuilder System and connected on Gen Network | sauter_eyrc504fxxx | SAUTER-EYRC504FXXX
143 | Building Management System | DDC-343 | DDC-343 | SAUTER | EY-RC504FXXX | Standard | IP (Wired GEN BOS-IoT) | DDC | 10 | 1048 | HVACCP-278 | 411001359633 | Active | Yes | IN-BLR-ANANTA-DDC-343_10 | uuid://f9b32f16-86f0-4635-954f-d12d2373eb8c | {"asset":{"guid":"uuid://f9b32f16-86f0-4635-954f-d12d2373eb8c","site":"in-blr-ananta","name":"ddc-343"}} | Eneffen |  |  | 2.23 | V3.4 | 5.0.1 | BACnet IP | 14143 | 11501 |  |  |  | Corphosted | 5C:C2:13:06:8D:A1 | in-blr-ananta-ddc-343 |  |  |  | 100.95.215.37 | 255.255.240.0 | None |  |  |  |  | Primary | BACnet,47808 | DDC-65 | Unicast | No | N/A | Gateway Device | Good | Eneffen | 10 | Yes |  | Landlord | Basebuilder System and connected on Gen Network | sauter_eyrc504fxxx | SAUTER-EYRC504FXXX
144 | Building Management System | DDC-344 | DDC-344 | SAUTER | EY-RC504FXXX | Standard | IP (Wired GEN BOS-IoT) | DDC | 10 | 1033 | HVACCP-279 | 411001239448 | Active | Yes | IN-BLR-ANANTA-DDC-344_10 | uuid://817924fc-2777-433a-9cee-c4a58f4b31ca | {"asset":{"guid":"uuid://817924fc-2777-433a-9cee-c4a58f4b31ca","site":"in-blr-ananta","name":"ddc-344"}} | Eneffen |  |  | 2.23 | V3.4 | 5.0.1 | BACnet IP | 14144 | 11501 |  |  |  | Corphosted | 5C:C2:13:06:87:9A | in-blr-ananta-ddc-344 |  |  |  | 100.95.215.25 | 255.255.240.0 | None |  |  |  |  | Primary | BACnet,47808 | DDC-68 | Unicast | No | N/A | Gateway Device | Good | Eneffen | 10 | Yes |  | Landlord | Basebuilder System and connected on Gen Network | sauter_eyrc504fxxx | SAUTER-EYRC504FXXX
145 | Building Management System | DDC-345 | DDC-345 | SAUTER | EY-RC504FXXX | Standard | IP (Wired GEN BOS-IoT) | DDC | 10 | 1033 | HVACCP-279 | 411001239118 | Active | Yes | IN-BLR-ANANTA-DDC-345_10 | uuid://1a58def1-7f5d-4d85-883f-b985673975cd | {"asset":{"guid":"uuid://1a58def1-7f5d-4d85-883f-b985673975cd","site":"in-blr-ananta","name":"ddc-345"}} | Eneffen |  |  | 2.23 | V3.4 | 5.0.1 | BACnet IP | 14145 | 11501 |  |  |  | Corphosted | 5C:C2:13:06:8D:A3 | in-blr-ananta-ddc-345 |  |  |  | 100.95.215.35 | 255.255.240.0 | None |  |  |  |  | Primary | BACnet,47808 | DDC-68 | Unicast | No | N/A | Gateway Device | Good | Eneffen | 10 | Yes |  | Landlord | Basebuilder System and connected on Gen Network | sauter_eyrc504fxxx | SAUTER-EYRC504FXXX
146 | Building Management System | DDC-346 | DDC-346 | SAUTER | EY-RC504FXXX | Standard | IP (Wired GEN BOS-IoT) | DDC | 10 | 1034 | HVACCP-280 | 411001239260 | Active | Yes | IN-BLR-ANANTA-DDC-346_10 | uuid://dc09e627-3ae4-4cda-b682-7317d959d3f3 | {"asset":{"guid":"uuid://dc09e627-3ae4-4cda-b682-7317d959d3f3","site":"in-blr-ananta","name":"ddc-346"}} | Eneffen |  |  | 2.23 | V3.4 | 5.0.1 | BACnet IP | 14146 | 11501 |  |  |  | Corphosted | 5C:C2:13:06:8D:85 | in-blr-ananta-ddc-346 |  |  |  | 100.95.215.31 | 255.255.240.0 | None |  |  |  |  | Primary | BACnet,47808 | DDC-67 | Unicast | No | N/A | Gateway Device | Good | Eneffen | 10 | Yes |  | Landlord | Basebuilder System and connected on Gen Network | sauter_eyrc504fxxx | SAUTER-EYRC504FXXX
147 | Building Management System | DDC-347 | DDC-347 | SAUTER | EY-RC504FXXX | Standard | IP (Wired GEN BOS-IoT) | DDC | 10 | 1034 | HVACCP-280 | 411001239335 | Active | Yes | IN-BLR-ANANTA-DDC-347_10 | uuid://165e5d8c-54b1-4633-b974-0172ec0c52d5 | {"asset":{"guid":"uuid://165e5d8c-54b1-4633-b974-0172ec0c52d5","site":"in-blr-ananta","name":"ddc-347"}} | Eneffen |  |  | 2.23 | V3.4 | 5.0.1 | BACnet IP | 14147 | 11501 |  |  |  | Corphosted | 5C:C2:13:06:8D:93 | in-blr-ananta-ddc-347 |  |  |  | 100.95.215.29 | 255.255.240.0 | None |  |  |  |  | Primary | BACnet,47808 | DDC-67 | Unicast | No | N/A | Gateway Device | Good | Eneffen | 10 | Yes |  | Landlord | Basebuilder System and connected on Gen Network | sauter_eyrc504fxxx | SAUTER-EYRC504FXXX
148 | Building Management System | DDC-348 | DDC-348 | SAUTER | EY-RC504FXXX | Standard | IP (Wired GEN BOS-IoT) | DDC | 11 | 1163 | HVACCP-281 | 411001360245 | Active | Yes | IN-BLR-ANANTA-DDC-348_11 | uuid://2c9b5a09-a5ef-4727-8a13-740690d8745b | {"asset":{"guid":"uuid://2c9b5a09-a5ef-4727-8a13-740690d8745b","site":"in-blr-ananta","name":"ddc-348"}} | Eneffen |  |  | 2.23 | V3.4 | 5.0.1 | BACnet IP | 14148 | 11501 |  |  |  | Corphosted | 5C:C2:13:06:8D:9C | in-blr-ananta-ddc-348 |  |  |  | 100.95.215.56 | 255.255.240.0 | None |  |  |  |  | Primary | BACnet,47808 | HLI-90 | Unicast | No | N/A | Gateway Device | Good | Eneffen | 10 | Yes |  | Landlord | Basebuilder System and connected on Gen Network | sauter_eyrc504fxxx | SAUTER-EYRC504FXXX
149 | Building Management System | DDC-349 | DDC-349 | SAUTER | EY-RC504FXXX | Standard | IP (Wired GEN BOS-IoT) | DDC | 11 | 1163 | HVACCP-281 | 411001359581 | Active | Yes | IN-BLR-ANANTA-DDC-349_11 | uuid://914eeda4-86e9-49f5-b973-d989b59331c3 | {"asset":{"guid":"uuid://914eeda4-86e9-49f5-b973-d989b59331c3","site":"in-blr-ananta","name":"ddc-349"}} | Eneffen |  |  | 2.23 | V3.4 | 5.0.1 | BACnet IP | 14149 | 11501 |  |  |  | Corphosted | 5C:C2:13:06:89:49 | in-blr-ananta-ddc-349 |  |  |  | 100.95.214.250 | 255.255.240.0 | None |  |  |  |  | Primary | BACnet,47808 | HLI-90 | Unicast | No | N/A | Gateway Device | Good | Eneffen | 10 | Yes |  | Landlord | Basebuilder System and connected on Gen Network | sauter_eyrc504fxxx | SAUTER-EYRC504FXXX
150 | Building Management System | DDC-350 | DDC-350 | SAUTER | EY-RC504FXXX | Standard | IP (Wired GEN BOS-IoT) | DDC | 11 | 1175 | HVACCP-282 | 411001360004 | Active | Yes | IN-BLR-ANANTA-DDC-350_11 | uuid://dcc690c6-4c3d-4a2f-a937-4e8c7405fb50 | {"asset":{"guid":"uuid://dcc690c6-4c3d-4a2f-a937-4e8c7405fb50","site":"in-blr-ananta","name":"ddc-350"}} | Eneffen |  |  | 2.23 | V3.4 | 5.0.1 | BACnet IP | 14150 | 11501 |  |  |  | Corphosted | 5C:C2:13:06:89:5F | in-blr-ananta-ddc-350 |  |  |  | 100.95.214.210 | 255.255.240.0 | None |  |  |  |  | Primary | BACnet,47808 | DDC-72 | Unicast | No | N/A | Gateway Device | Good | Eneffen | 10 | Yes |  | Landlord | Basebuilder System and connected on Gen Network | sauter_eyrc504fxxx | SAUTER-EYRC504FXXX
151 | Building Management System | DDC-351 | DDC-351 | SAUTER | EY-RC504FXXX | Standard | IP (Wired GEN BOS-IoT) | DDC | 11 | 1175 | HVACCP-282 | 411001239382 | Active | Yes | IN-BLR-ANANTA-DDC-351_11 | uuid://ae38d33d-f3eb-47fb-bffa-bf802da7c6b5 | {"asset":{"guid":"uuid://ae38d33d-f3eb-47fb-bffa-bf802da7c6b5","site":"in-blr-ananta","name":"ddc-351"}} | Eneffen |  |  | 2.23 | V3.4 | 5.0.1 | BACnet IP | 14151 | 11501 |  |  |  | Corphosted | 5C:C2:13:06:D9:5F | in-blr-ananta-ddc-351 |  |  |  | 100.95.214.92 | 255.255.240.0 | None |  |  |  |  | Primary | BACnet,47808 | DDC-72 | Unicast | No | N/A | Gateway Device | Good | Eneffen | 10 | Yes |  | Landlord | Basebuilder System and connected on Gen Network | sauter_eyrc504fxxx | SAUTER-EYRC504FXXX
152 | Building Management System | DDC-352 | DDC-352 | SAUTER | EY-RC504FXXX | Standard | IP (Wired GEN BOS-IoT) | DDC | 11 | 1119 | HVACCP-283 | 411001360155 | Active | Yes | IN-BLR-ANANTA-DDC-352_11 | uuid://de3a2adb-d593-4715-9e60-8d19bd2a4648 | {"asset":{"guid":"uuid://de3a2adb-d593-4715-9e60-8d19bd2a4648","site":"in-blr-ananta","name":"ddc-352"}} | Eneffen |  |  | 2.23 | V3.4 | 5.0.1 | BACnet IP | 14152 | 11501 |  |  |  | Corphosted | 5C:C2:13:06:8D:91 | in-blr-ananta-ddc-352 |  |  |  | 100.95.214.235 | 255.255.240.0 | None |  |  |  |  | Primary | BACnet,47808 | DDC-70 | Unicast | No | N/A | Gateway Device | Good | Eneffen | 10 | Yes |  | Landlord | Basebuilder System and connected on Gen Network | sauter_eyrc504fxxx | SAUTER-EYRC504FXXX
153 | Building Management System | DDC-353 | DDC-353 | SAUTER | EY-RC504FXXX | Standard | IP (Wired GEN BOS-IoT) | DDC | 11 | 1119 | HVACCP-283 | 411001360095 | Active | Yes | IN-BLR-ANANTA-DDC-353_11 | uuid://95fa44e5-ed6f-4743-9315-b0c80a06a679 | {"asset":{"guid":"uuid://95fa44e5-ed6f-4743-9315-b0c80a06a679","site":"in-blr-ananta","name":"ddc-353"}} | Eneffen |  |  | 2.23 | V3.4 | 5.0.1 | BACnet IP | 14153 | 11501 |  |  |  | Corphosted | 5C:C2:13:06:87:6F | in-blr-ananta-ddc-353 |  |  |  | 100.95.214.215 | 255.255.240.0 | None |  |  |  |  | Primary | BACnet,47808 | DDC-70 | Unicast | No | N/A | Gateway Device | Good | Eneffen | 10 | Yes |  | Landlord | Basebuilder System and connected on Gen Network | sauter_eyrc504fxxx | SAUTER-EYRC504FXXX
154 | Building Management System | DDC-354 | DDC-354 | SAUTER | EY-RC504FXXX | Standard | IP (Wired GEN BOS-IoT) | DDC | 11 | 1148 | HVACCP-284 | 411001360044 | Active | Yes | IN-BLR-ANANTA-DDC-354_11 | uuid://fb8560c5-eb56-4378-81f2-368b1afbfd7e | {"asset":{"guid":"uuid://fb8560c5-eb56-4378-81f2-368b1afbfd7e","site":"in-blr-ananta","name":"ddc-354"}} | Eneffen |  |  | 2.23 | V3.4 | 5.0.1 | BACnet IP | 14154 | 11501 |  |  |  | Corphosted | 5C:C2:13:06:85:E4 | in-blr-ananta-ddc-354 |  |  |  | 100.95.214.221 | 255.255.240.0 | None |  |  |  |  | Primary | BACnet,47808 | DDC-71 | Unicast | No | N/A | Gateway Device | Good | Eneffen | 10 | Yes |  | Landlord | Basebuilder System and connected on Gen Network | sauter_eyrc504fxxx | SAUTER-EYRC504FXXX
155 | Building Management System | DDC-355 | DDC-355 | SAUTER | EY-RC504FXXX | Standard | IP (Wired GEN BOS-IoT) | DDC | 11 | 1148 | HVACCP-284 | 411001359923 | Active | Yes | IN-BLR-ANANTA-DDC-355_11 | uuid://2c6bee09-9ff8-4160-989e-199d41cfb5b7 | {"asset":{"guid":"uuid://2c6bee09-9ff8-4160-989e-199d41cfb5b7","site":"in-blr-ananta","name":"ddc-355"}} | Eneffen |  |  | 2.23 | V3.4 | 5.0.1 | BACnet IP | 14155 | 11501 |  |  |  | Corphosted | 5C:C2:13:06:8D:A6 | in-blr-ananta-ddc-355 |  |  |  | 100.95.214.231 | 255.255.240.0 | None |  |  |  |  | Primary | BACnet,47808 | DDC-71 | Unicast | No | N/A | Gateway Device | Good | Eneffen | 10 | Yes |  | Landlord | Basebuilder System and connected on Gen Network | sauter_eyrc504fxxx | SAUTER-EYRC504FXXX
156 | Building Management System | DDC-356 | DDC-356 | SAUTER | EY-RC504FXXX | Standard | IP (Wired GEN BOS-IoT) | DDC | 11 | 1133 | HVACCP-285 | 411001359900 | Active | Yes | IN-BLR-ANANTA-DDC-356_11 | uuid://f0a1c64b-cc09-40e2-8baa-884eb3eb14e6 | {"asset":{"guid":"uuid://f0a1c64b-cc09-40e2-8baa-884eb3eb14e6","site":"in-blr-ananta","name":"ddc-356"}} | Eneffen |  |  | 2.23 | V3.4 | 5.0.1 | BACnet IP | 14156 | 11501 |  |  |  | Corphosted | 5C:C2:13:06:87:96 | in-blr-ananta-ddc-356 |  |  |  | 100.95.215.4 | 255.255.240.0 | None |  |  |  |  | Primary | BACnet,47808 | HLI-96 | Unicast | No | N/A | Gateway Device | Good | Eneffen | 10 | Yes |  | Landlord | Basebuilder System and connected on Gen Network | sauter_eyrc504fxxx | SAUTER-EYRC504FXXX
157 | Building Management System | DDC-357 | DDC-357 | SAUTER | EY-RC504FXXX | Standard | IP (Wired GEN BOS-IoT) | DDC | 11 | 1133 | HVACCP-285 | 411001239089 | Active | Yes | IN-BLR-ANANTA-DDC-357_11 | uuid://d0b42074-726b-44d0-b175-2a57929b5cca | {"asset":{"guid":"uuid://d0b42074-726b-44d0-b175-2a57929b5cca","site":"in-blr-ananta","name":"ddc-357"}} | Eneffen |  |  | 2.23 | V3.4 | 5.0.1 | BACnet IP | 14157 | 11501 |  |  |  | Corphosted | 5C:C2:13:05:DB:8C | in-blr-ananta-ddc-357 |  |  |  | 100.95.215.239 | 255.255.240.0 | None |  |  |  |  | Primary | BACnet,47808 | HLI-96 | Unicast | No | N/A | Gateway Device | Good | Eneffen | 10 | Yes |  | Landlord | Basebuilder System and connected on Gen Network | sauter_eyrc504fxxx | SAUTER-EYRC504FXXX
158 | Building Management System | DDC-358 | DDC-358 | SAUTER | EY-RC504FXXX | Standard | IP (Wired GEN BOS-IoT) | DDC | 11 | 1134 | HVACCP-286 | 411001359656 | Active | Yes | IN-BLR-ANANTA-DDC-358_11 | uuid://fa188101-5795-4c02-b849-b8724c10fce7 | {"asset":{"guid":"uuid://fa188101-5795-4c02-b849-b8724c10fce7","site":"in-blr-ananta","name":"ddc-358"}} | Eneffen |  |  | 2.23 | V3.4 | 5.0.1 | BACnet IP | 14158 | 11501 |  |  |  | Corphosted | 5C:C2:13:06:89:36 | in-blr-ananta-ddc-358 |  |  |  | 100.95.215.252 | 255.255.240.0 | None |  |  |  |  | Primary | BACnet,47808 | DDC--73 | Unicast | No | N/A | Gateway Device | Good | Eneffen | 10 | Yes |  | Landlord | Basebuilder System and connected on Gen Network | sauter_eyrc504fxxx | SAUTER-EYRC504FXXX
159 | Building Management System | DDC-359 | DDC-359 | SAUTER | EY-RC504FXXX | Standard | IP (Wired GEN BOS-IoT) | DDC | 11 | 1134 | HVACCP-286 | 411001360169 | Active | Yes | IN-BLR-ANANTA-DDC-359_11 | uuid://56340620-761d-420a-b8be-829233511f7c | {"asset":{"guid":"uuid://56340620-761d-420a-b8be-829233511f7c","site":"in-blr-ananta","name":"ddc-359"}} | Eneffen |  |  | 2.23 | V3.4 | 5.0.1 | BACnet IP | 14159 | 11501 |  |  |  | Corphosted | 5C:C2:13:06:8D:EC | in-blr-ananta-ddc-359 |  |  |  | 100.95.215.117 | 255.255.240.0 | None |  |  |  |  | Primary | BACnet,47808 | DDC--73 | Unicast | No | N/A | Gateway Device | Good | Eneffen | 10 | Yes |  | Landlord | Basebuilder System and connected on Gen Network | sauter_eyrc504fxxx | SAUTER-EYRC504FXXX
160 | Building Management System | DDC-360 | DDC-360 | SAUTER | EY-RC504FXXX | Standard | IP (Wired GEN BOS-IoT) | DDC | Roof |  | HVACCP-287 | 411001359572 | Active | Yes | IN-BLR-ANANTA-DDC-360_Roof | uuid://2b0e4823-456b-4464-80bf-303bd00d7711 | {"asset":{"guid":"uuid://2b0e4823-456b-4464-80bf-303bd00d7711","site":"in-blr-ananta","name":"ddc-360"}} | Eneffen |  |  | 2.23 | V3.4 | 5.0.1 | BACnet IP | 14160 | 11501 |  |  |  | Corphosted | 5C:C2:13:06:87:8E | in-blr-ananta-ddc-360 |  |  |  | 100.95.214.163 | 255.255.240.0 | None |  |  |  |  | Primary | BACnet,47808 | HLI-112 | Unicast | No | N/A | Gateway Device | Good | Eneffen | 10 | Yes |  | Landlord | Basebuilder System and connected on Gen Network | sauter_eyrc504fxxx | SAUTER-EYRC504FXXX
161 | Building Management System | DDC-361 | DDC-361 | SAUTER | EY-RC504FXXX | Standard | IP (Wired GEN BOS-IoT) | DDC | Roof |  | HVACCP-287 | 411001359944 | Active | Yes | IN-BLR-ANANTA-DDC-361_Roof | uuid://62fa2251-6b5c-4283-b1d9-c2de5fccc97f | {"asset":{"guid":"uuid://62fa2251-6b5c-4283-b1d9-c2de5fccc97f","site":"in-blr-ananta","name":"ddc-361"}} | Eneffen |  |  | 2.23 | V3.4 | 5.0.1 | BACnet IP | 14161 | 11501 |  |  |  | Corphosted | 5C:C2:13:06:8D:9B | in-blr-ananta-ddc-361 |  |  |  | 100.95.214.232 | 255.255.240.0 | None |  |  |  |  | Primary | BACnet,47808 | HLI-112 | Unicast | No | N/A | Gateway Device | Good | Eneffen | 10 | Yes |  | Landlord | Basebuilder System and connected on Gen Network | sauter_eyrc504fxxx | SAUTER-EYRC504FXXX
162 | Building Management System | DDC-362 | DDC-362 | SAUTER | EY-RC504FXXX | Standard | IP (Wired GEN BOS-IoT) | DDC | Roof |  | HVACCP-288 | 411001239485 | Active | Yes | IN-BLR-ANANTA-DDC-362_Roof | uuid://f33d7caa-f2e7-4c74-a390-a99479361171 | {"asset":{"guid":"uuid://f33d7caa-f2e7-4c74-a390-a99479361171","site":"in-blr-ananta","name":"ddc-362"}} | Eneffen |  |  | 2.23 | V3.4 | 5.0.1 | BACnet IP | 14162 | 11501 |  |  |  | Corphosted | 5C:C2:13:05:DC:05 | in-blr-ananta-ddc-362 |  |  |  | 100.95.215.24 | 255.255.240.0 | None |  |  |  |  | Primary | BACnet,47808 | HLI-112 | Unicast | No | N/A | Gateway Device | Good | Eneffen | 10 | Yes |  | Landlord | Basebuilder System and connected on Gen Network | sauter_eyrc504fxxx | SAUTER-EYRC504FXXX
163 | Building Management System | DDC-363 | DDC-363 | SAUTER | EY-RC504FXXX | Standard | IP (Wired GEN BOS-IoT) | DDC | Roof |  | HVACCP-289 | 411001239485 | Active | Yes | IN-BLR-ANANTA-DDC-363_Roof | uuid://71afdd41-d065-403c-8027-f38c5ddd6d40 | {"asset":{"guid":"uuid://71afdd41-d065-403c-8027-f38c5ddd6d40","site":"in-blr-ananta","name":"ddc-363"}} | Eneffen |  |  | 2.23 | V3.4 | 5.0.1 | BACnet IP | 14163 | 11501 |  |  |  | Corphosted | 5C:C2:13:06:8D:72 | in-blr-ananta-ddc-363 |  |  |  | 100.95.215.0 | 255.255.240.0 | None |  |  |  |  | Primary | BACnet,47808 | HLI-112 | Unicast | No | N/A | Gateway Device | Good | Eneffen | 10 | Yes |  | Landlord | Basebuilder System and connected on Gen Network | sauter_eyrc504fxxx | SAUTER-EYRC504FXXX
164 | Building Management System | DDC-364 | DDC-364 | SAUTER | EY-RC504FXXX | Standard | IP (Wired GEN BOS-IoT) | DDC | Roof |  | HVACCP-290 | 411001359634 | Active | Yes | IN-BLR-ANANTA-DDC-364_Roof | uuid://7980d338-9f29-4b3f-bc52-ad2a4a899fc1 | {"asset":{"guid":"uuid://7980d338-9f29-4b3f-bc52-ad2a4a899fc1","site":"in-blr-ananta","name":"ddc-364"}} | Eneffen |  |  | 2.23 | V3.4 | 5.0.1 | BACnet IP | 14164 | 11501 |  |  |  | Corphosted | 5C:C2:13:06:8D:98 | in-blr-ananta-ddc-364 |  |  |  | 100.95.215.240 | 255.255.240.0 | None |  |  |  |  | Primary | BACnet,47808 | HLI-112 | Unicast | No | N/A | Gateway Device | Good | Eneffen | 10 | Yes |  | Landlord | Basebuilder System and connected on Gen Network | sauter_eyrc504fxxx | SAUTER-EYRC504FXXX
165 | Building Management System | DDC-365 | DDC-365 | SAUTER | EY-RC504FXXX | Standard | IP (Wired GEN BOS-IoT) | DDC | Roof |  | HVACCP-291 | 411001239229 | Active | Yes | IN-BLR-ANANTA-DDC-365_Roof | uuid://9d9a0405-69d8-435f-9e17-e31156964e4c | {"asset":{"guid":"uuid://9d9a0405-69d8-435f-9e17-e31156964e4c","site":"in-blr-ananta","name":"ddc-365"}} | Eneffen |  |  | 2.23 | V3.4 | 5.0.1 | BACnet IP | 14165 | 11501 |  |  |  | Corphosted | 5C:C2:13:05:DB:EB | in-blr-ananta-ddc-365 |  |  |  | 100.95.214.247 | 255.255.240.0 | None |  |  |  |  | Primary | BACnet,47808 | HLI-112 | Unicast | No | N/A | Gateway Device | Good | Eneffen | 10 | Yes |  | Landlord | Basebuilder System and connected on Gen Network | sauter_eyrc504fxxx | SAUTER-EYRC504FXXX
166 | Building Management System | DDC-366 | DDC-366 | SAUTER | EY-RC504FXXX | Standard | IP (Wired GEN BOS-IoT) | DDC | Roof |  | HVACCP-291 | 411001239170 | Active | Yes | IN-BLR-ANANTA-DDC-366_Roof | uuid://cbf3a9d9-ae84-4128-a345-1e2960959560 | {"asset":{"guid":"uuid://cbf3a9d9-ae84-4128-a345-1e2960959560","site":"in-blr-ananta","name":"ddc-366"}} | Eneffen |  |  | 2.23 | V3.4 | 5.0.1 | BACnet IP | 14166 | 11501 |  |  |  | Corphosted | 5C:C2:13:05:DB:D9 | in-blr-ananta-ddc-366 |  |  |  | 100.95.215.12 | 255.255.240.0 | None |  |  |  |  | Primary | BACnet,47808 | HLI-112 | Unicast | No | N/A | Gateway Device | Good | Eneffen | 10 | Yes |  | Landlord | Basebuilder System and connected on Gen Network | sauter_eyrc504fxxx | SAUTER-EYRC504FXXX
167 | Building Management System | DDC-367 | DDC-367 | SAUTER | EY-RC504FXXX | Standard | IP (Wired GEN BOS-IoT) | DDC | Roof |  | HVACCP-292 | 411001359877 | Active | Yes | IN-BLR-ANANTA-DDC-367_Roof | uuid://8fa79af1-907c-4012-bec4-d7b485fee812 | {"asset":{"guid":"uuid://8fa79af1-907c-4012-bec4-d7b485fee812","site":"in-blr-ananta","name":"ddc-367"}} | Eneffen |  |  | 2.23 | V3.4 | 5.0.1 | BACnet IP | 14167 | 11501 |  |  |  | Corphosted | 5C:C2:13:06:89:4C | in-blr-ananta-ddc-367 |  |  |  | 100.95.215.39 | 255.255.240.0 | None |  |  |  |  | Primary | BACnet,47808 | HLI-112 | Unicast | No | N/A | Gateway Device | Good | Eneffen | 10 | Yes |  | Landlord | Basebuilder System and connected on Gen Network | sauter_eyrc504fxxx | SAUTER-EYRC504FXXX
168 | Building Management System | DDC-368 | DDC-368 | SAUTER | EY-RC504FXXX | Standard | IP (Wired GEN BOS-IoT) | DDC | Roof |  | HVACCP-292 | 411001359958 | Active | Yes | IN-BLR-ANANTA-DDC-368_Roof | uuid://06eb5b30-5602-4fd1-b002-3512d53c9257 | {"asset":{"guid":"uuid://06eb5b30-5602-4fd1-b002-3512d53c9257","site":"in-blr-ananta","name":"ddc-368"}} | Eneffen |  |  | 2.23 | V3.4 | 5.0.1 | BACnet IP | 14168 | 11501 |  |  |  | Corphosted | 5C:C2:13:06:87:69 | in-blr-ananta-ddc-368 |  |  |  | 100.95.215.32 | 255.255.240.0 | None |  |  |  |  | Primary | BACnet,47808 | HLI-112 | Unicast | No | N/A | Gateway Device | Good | Eneffen | 10 | Yes |  | Landlord | Basebuilder System and connected on Gen Network | sauter_eyrc504fxxx | SAUTER-EYRC504FXXX
169 | Building Management System | DDC-369 | DDC-369 | SAUTER | EY-RC504FXXX | Standard | IP (Wired GEN BOS-IoT) | DDC | Roof |  | HVACCP-293 | 411001359422 | Active | Yes | IN-BLR-ANANTA-DDC-369_Roof | uuid://34c10833-bade-44c0-8fb9-a1a9f661e1f0 | {"asset":{"guid":"uuid://34c10833-bade-44c0-8fb9-a1a9f661e1f0","site":"in-blr-ananta","name":"ddc-369"}} | Eneffen |  |  | 2.23 | V3.4 | 5.0.1 | BACnet IP | 14169 | 11501 |  |  |  | Corphosted | 5C:C2:13:06:87:95 | in-blr-ananta-ddc-369 |  |  |  | 100.95.214.166 | 255.255.240.0 | None |  |  |  |  | Primary | BACnet,47808 | HLI-112 | Unicast | No | N/A | Gateway Device | Good | Eneffen | 10 | Yes |  | Landlord | Basebuilder System and connected on Gen Network | sauter_eyrc504fxxx | SAUTER-EYRC504FXXX
170 | Building Management System | DDC-370 | DDC-370 | SAUTER | EY-RC504FXXX | Standard | IP (Wired GEN BOS-IoT) | DDC | Roof |  | HVACCP-293 | 411001359363 | Active | Yes | IN-BLR-ANANTA-DDC-370_Roof | uuid://636567e0-7534-4e72-a22a-1830d807f7e9 | {"asset":{"guid":"uuid://636567e0-7534-4e72-a22a-1830d807f7e9","site":"in-blr-ananta","name":"ddc-370"}} | Eneffen |  |  | 2.23 | V3.4 | 5.0.1 | BACnet IP | 14170 | 11501 |  |  |  | Corphosted | 5C:C2:13:06:87:80 | in-blr-ananta-ddc-370 |  |  |  | 100.95.215.41 | 255.255.240.0 | None |  |  |  |  | Primary | BACnet,47808 | HLI-5 | Unicast | No | N/A | Gateway Device | Good | Eneffen | 10 | Yes |  | Landlord | Basebuilder System and connected on Gen Network | sauter_eyrc504fxxx | SAUTER-EYRC504FXXX
171 | Building Management System | DDC-371 | DDC-371 | SAUTER | EY-RC504FXXX | Standard | IP (Wired GEN BOS-IoT) | DDC | BM | 3M53 | HVACCP-294 | 411001359647 | Active | Yes | IN-BLR-ANANTA-DDC-371_BM | uuid://f570e494-a574-4f57-a7c1-013e656421e2 | {"asset":{"guid":"uuid://f570e494-a574-4f57-a7c1-013e656421e2","site":"in-blr-ananta","name":"ddc-371"}} | Eneffen |  |  | 2.23 | V3.4 | 5.0.1 | BACnet IP | 14171 | 11501 |  |  |  | Corphosted | 5C:C2:13:06:87:6A | in-blr-ananta-ddc-371 |  |  |  | 100.95.215.36 | 255.255.240.0 | None |  |  |  |  | Primary | BACnet,47808 | HLI-5 | Unicast | No | N/A | Gateway Device | Good | Eneffen | 10 | Yes |  | Landlord | Basebuilder System and connected on Gen Network | sauter_eyrc504fxxx | SAUTER-EYRC504FXXX
172 | Building Management System | DDC-372 | DDC-372 | SAUTER | EY-RC504FXXX | Standard | IP (Wired GEN BOS-IoT) | DDC | BM | 3M53 | HVACCP-295 | 411001219401 | Active | Yes | IN-BLR-ANANTA-DDC-372_BM | uuid://e7002d83-82c3-4e4e-bbcd-457ce2c923c6 | {"asset":{"guid":"uuid://e7002d83-82c3-4e4e-bbcd-457ce2c923c6","site":"in-blr-ananta","name":"ddc-372"}} | Eneffen |  |  | 2.23 | V3.4 | 5.0.1 | BACnet IP | 14172 | 11501 |  |  |  | Corphosted | 5C:C2:13:05:DB:97 | in-blr-ananta-ddc-372 |  |  |  | 100.95.214.230 | 255.255.240.0 | None |  |  |  |  | Primary | BACnet,47808 | HLI-5 | Unicast | No | N/A | Gateway Device | Good | Eneffen | 10 | Yes |  | Landlord | Basebuilder System and connected on Gen Network | sauter_eyrc504fxxx | SAUTER-EYRC504FXXX
173 | Building Management System | DDC-373 | DDC-373 | SAUTER | EY-RC504FXXX | Standard | IP (Wired GEN BOS-IoT) | DDC | BM | 3M53 | HVACCP-295 | 411001235143 | Active | Yes | IN-BLR-ANANTA-DDC-373_BM | uuid://bd4623ce-b295-4879-a820-8d9605d1f91d | {"asset":{"guid":"uuid://bd4623ce-b295-4879-a820-8d9605d1f91d","site":"in-blr-ananta","name":"ddc-373"}} | Eneffen |  |  | 2.23 | V3.4 | 5.0.1 | BACnet IP | 14173 | 11501 |  |  |  | Corphosted | 5C:C2:13:05:DD:41 | in-blr-ananta-ddc-373 |  |  |  | 100.95.215.54 | 255.255.240.0 | None |  |  |  |  | Primary | BACnet,47808 | HLI-5 | Unicast | No | N/A | Gateway Device | Good | Eneffen | 10 | Yes |  | Landlord | Basebuilder System and connected on Gen Network | sauter_eyrc504fxxx | SAUTER-EYRC504FXXX
174 | Building Management System | DDC-374 | DDC-374 | SAUTER | EY-RC504FXXX | Standard | IP (Wired GEN BOS-IoT) | DDC | BM | 3M53 | HVACCP-296 | 411001239210 | Active | Yes | IN-BLR-ANANTA-DDC-374_BM | uuid://4b066c6e-db45-4bd9-9351-a801b6dd3496 | {"asset":{"guid":"uuid://4b066c6e-db45-4bd9-9351-a801b6dd3496","site":"in-blr-ananta","name":"ddc-374"}} | Eneffen |  |  | 2.23 | V3.4 | 5.0.1 | BACnet IP | 14174 | 11501 |  |  |  | Corphosted | 5C:C2:13:05:DB:DD | in-blr-ananta-ddc-374 |  |  |  | 100.95.214.248 | 255.255.240.0 | None |  |  |  |  | Primary | BACnet,47808 | HLI-5 | Unicast | No | N/A | Gateway Device | Good | Eneffen | 10 | Yes |  | Landlord | Basebuilder System and connected on Gen Network | sauter_eyrc504fxxx | SAUTER-EYRC504FXXX
175 | Building Management System | DDC-375 | DDC-375 | SAUTER | EY-RC504FXXX | Standard | IP (Wired GEN BOS-IoT) | DDC | BM | 3M53 | HVACCP-296 | 411001239367 | Active | Yes | IN-BLR-ANANTA-DDC-375_BM | uuid://f483ca42-7a32-4c49-9b69-32e0a8d000ad | {"asset":{"guid":"uuid://f483ca42-7a32-4c49-9b69-32e0a8d000ad","site":"in-blr-ananta","name":"ddc-375"}} | Eneffen |  |  | 2.23 | V3.4 | 5.0.1 | BACnet IP | 14175 | 11501 |  |  |  | Corphosted | 5C:C2:13:05:DB:DE | in-blr-ananta-ddc-375 |  |  |  | 100.95.215.40 | 255.255.240.0 | None |  |  |  |  | Primary | BACnet,47808 | HLI-5 | Unicast | No | N/A | Gateway Device | Good | Eneffen | 10 | Yes |  | Landlord | Basebuilder System and connected on Gen Network | sauter_eyrc504fxxx | SAUTER-EYRC504FXXX
| Building Management System | DDC-376 | DDC-376 | SAUTER | EY-RC504FXXX | Standard | IP (Wired GEN BOS-IoT) | DDC | 11 | 1133 | HVACCP-297 |  | Active | Yes | IN-BLR-ANANTA-DDC-376_11 | uuid://f643add4-44d4-4878-a0da-c231f949a557 | {"asset":{"guid":"uuid://f643add4-44d4-4878-a0da-c231f949a557","site":"in-blr-ananta","name":"ddc-376"}} | Eneffen |  |  | 2.23 | V3.4 | 5.0.1 | BACnet IP | 14176 | 11501 |  |  |  | Corphosted | 5C:C2:13:05:8F:84 | in-blr-ananta-ddc-376 |  |  |  | 100.95.214.70 | 255.255.240.0 | None |  |  |  |  | Primary | BACnet,47808 | HLI-96 | Unicast | No | N/A | Gateway Device | Good | Eneffen | 10 | Yes |  | Landlord | Basebuilder System and connected on Gen Network | sauter_eyrc504fxxx | SAUTER-EYRC504FXXX
| Building Management System | DDC-377 | DDC-377 | SAUTER | EY-RC504FXXX | Standard | IP (Wired GEN BOS-IoT) | DDC | B2 | B207 | HVACCP-298 | 411001496309 | Active | Yes | IN-BLR-ANANTA-DDC-377_B2 | uuid://aa0dd8ff-2344-4aeb-9d90-40e18f201c70 | {"asset":{"guid":"uuid://aa0dd8ff-2344-4aeb-9d90-40e18f201c70","site":"in-blr-ananta","name":"ddc-377"}} | Eneffen |  |  | 2.23 | V3.4 | 5.0.1 | BACnet IP | 14177 | 11501 |  |  |  | Corphosted | 5C:C2:13:07:7A:03 | in-blr-ananta-ddc-377 |  |  |  | 100.95.214.12 | 255.255.240.0 | None |  |  |  |  | Primary | BACnet,47808 |  | Unicast | No | N/A | Gateway Device | Good | Eneffen | 10 | Yes |  | Landlord | Basebuilder System and connected on Gen Network | sauter_eyrc504fxxx | SAUTER-EYRC504FXXX
| Building Management System | DDC-378 | DDC-378 | SAUTER | EY-RC504FXXX | Standard | IP (Wired GEN BOS-IoT) | DDC | 11 |  | HVACCP-299 |  | Active | Yes | IN-BLR-ANANTA-DDC-378_11 | uuid://fb556347-4075-4d9a-a42e-3530a60a0952 | {"asset":{"guid":"uuid://fb556347-4075-4d9a-a42e-3530a60a0952","site":"in-blr-ananta","name":"ddc-378"}} | Eneffen |  |  | 2.23 | V3.4 | 5.0.1 | BACnet IP | 14178 | 11501 |  |  |  | Corphosted | 5C:C2:13:07:7A:4C | in-blr-ananta-ddc-378 |  |  |  | 100.95.215.103 | 255.255.240.0 | None |  |  |  |  | Primary | BACnet,47808 |  | Unicast | No | N/A | Gateway Device | Good | Eneffen | 10 | Yes |  | Landlord | Basebuilder System and connected on Gen Network | sauter_eyrc504fxxx | SAUTER-EYRC504FXXX
176 | Building Management System | HLI-201 | HLI-201 | SAUTER | EY-GT103F001 | Standard | IP (Wired GEN BOS-IoT) | HLI | B2 | B207 | HVACCP-203 |  | Active | Yes | IN-BLR-ANANTA-HLI-201_B2 | uuid://703cdf42-3c94-4429-be79-c58a3e7abbee | {"asset":{"guid":"uuid://703cdf42-3c94-4429-be79-c58a3e7abbee","site":"in-blr-ananta","name":"hli-201"}} | Eneffen |  |  | 2.23 | V3.4 | 7.8(r625) | BACnet IP, Modbus RTU | 14201 | 11501 |  |  |  | Corphosted | B8:27:EB:7E:CA:FE | in-blr-ananta-hli-201 |  |  |  | 100.95.215.19 | 255.255.240.0 | None |  |  |  |  | Primary | BACnet,47808 | HLI-9 | Unicast | No | N/A | Gateway Device | Good | Eneffen | 10 | Yes |  | Landlord | Basebuilder System and connected on Gen Network | sauter_eygt103f001 | SAUTER-EYGT103F001
177 | Building Management System | HLI-202 | HLI-202 | SAUTER | EY-GT103F001 | Standard | IP (Wired GEN BOS-IoT) | HLI | B3 | B125 | HVACCP-201 |  | Active | Yes | IN-BLR-ANANTA-HLI-202_B3 | uuid://1940f66c-1506-4745-b117-b71fcff25e29 | {"asset":{"guid":"uuid://1940f66c-1506-4745-b117-b71fcff25e29","site":"in-blr-ananta","name":"hli-202"}} | Eneffen |  |  | 2.23 | V3.4 | 7.8(r625) | BACnet IP, Modbus RTU | 14202 | 11501 |  |  |  | Corphosted | B8:27:EB:31:28:A9 | in-blr-ananta-hli-202 |  |  |  | 100.95.215.110 | 255.255.240.0 | None |  |  |  |  | Primary | BACnet,47808 | HLI-3 | Unicast | No | N/A | Gateway Device | Good | Eneffen | 10 | Yes |  | Landlord | Basebuilder System and connected on Gen Network | sauter_eygt103f001 | SAUTER-EYGT103F001
178 | Building Management System | HLI-203 | HLI-203 | SAUTER | EY-GT103F001 | Standard | IP (Wired GEN BOS-IoT) | HLI | G | G63 | HVACCP-207 |  | Active | Yes | IN-BLR-ANANTA-HLI-203_G | uuid://c4739f4b-6d9a-41bd-9b39-0499ca9bb8b0 | {"asset":{"guid":"uuid://c4739f4b-6d9a-41bd-9b39-0499ca9bb8b0","site":"in-blr-ananta","name":"hli-203"}} | Eneffen |  |  | 2.23 | V3.4 | 7.8(r625) | BACnet IP, Modbus RTU | 14203 | 11501 |  |  |  | Corphosted | B8:27:EB:D2:50:12 | in-blr-ananta-hli-203 |  |  |  | 100.95.215.89 | 255.255.240.0 | None |  |  |  |  | Primary | BACnet,47808 | HLI-9 | Unicast | No | N/A | Gateway Device | Good | Eneffen | 10 | Yes |  | Landlord | Basebuilder System and connected on Gen Network | sauter_eygt103f001 | SAUTER-EYGT103F001
179 | Building Management System | HLI-204 | HLI-204 | SAUTER | EY-GT103F001 | Standard | IP (Wired GEN BOS-IoT) | HLI | G | G63 | HVACCP-213 |  | Active | Yes | IN-BLR-ANANTA-HLI-204_G | uuid://d9c4997a-ef68-4686-8b14-9bfe3b24a1b5 | {"asset":{"guid":"uuid://d9c4997a-ef68-4686-8b14-9bfe3b24a1b5","site":"in-blr-ananta","name":"hli-204"}} | Eneffen |  |  | 2.23 | V3.4 | 7.8(r625) | BACnet IP, Modbus RTU | 14204 | 11501 |  |  |  | Corphosted | B8:27:EB:E8:B4:3F | in-blr-ananta-hli-204 |  |  |  | 100.95.215.87 | 255.255.240.0 | None |  |  |  |  | Primary | BACnet,47808 | DDC-13 | Unicast | No | N/A | Gateway Device | Good | Eneffen | 10 | Yes |  | Landlord | Basebuilder System and connected on Gen Network | sauter_eygt103f001 | SAUTER-EYGT103F001
180 | Building Management System | HLI-205 | HLI-205 | SAUTER | EY-GT103F001 | Standard | IP (Wired GEN BOS-IoT) | HLI | G | GB14 | HVACCP-217 |  | Active | Yes | IN-BLR-ANANTA-HLI-205_G | uuid://6ccb4429-cd03-4698-aaa9-de2a31ba9f4e | {"asset":{"guid":"uuid://6ccb4429-cd03-4698-aaa9-de2a31ba9f4e","site":"in-blr-ananta","name":"hli-205"}} | Eneffen |  |  | 2.23 | V3.4 | 7.8(r625) | BACnet IP, Modbus RTU | 14205 | 11501 |  |  |  | Corphosted | B8:27:EB:1F:CF:FE | in-blr-ananta-hli-205 |  |  |  | 100.95.215.74 | 255.255.240.0 | None |  |  |  |  | Primary | BACnet,47808 | DDC-19 | Unicast | No | N/A | Gateway Device | Good | Eneffen | 10 | Yes |  | Landlord | Basebuilder System and connected on Gen Network | sauter_eygt103f001 | SAUTER-EYGT103F001
181 | Building Management System | HLI-206 | HLI-206 | SAUTER | EY-GT103F001 | Standard | IP (Wired GEN BOS-IoT) | HLI | G | GI46 | HVACCP-214 |  | Active | Yes | IN-BLR-ANANTA-HLI-206_G | uuid://c313e2a5-9131-4de9-95d8-dbdc41278e27 | {"asset":{"guid":"uuid://c313e2a5-9131-4de9-95d8-dbdc41278e27","site":"in-blr-ananta","name":"hli-206"}} | Eneffen |  |  | 2.23 | V3.4 | 7.8(r625) | BACnet IP, Modbus RTU | 14206 | 11501 |  |  |  | Corphosted | B8:27:EB:68:DF:B6 | in-blr-ananta-hli-206 |  |  |  | 100.95.215.134 | 255.255.240.0 | None |  |  |  |  | Primary | BACnet,47808 | DDC-17 | Unicast | No | N/A | Gateway Device | Good | Eneffen | 10 | Yes |  | Landlord | Basebuilder System and connected on Gen Network | sauter_eygt103f001 | SAUTER-EYGT103F001
182 | Building Management System | HLI-207 | HLI-207 | SAUTER | EY-GT103F001 | Standard | IP (Wired GEN BOS-IoT) | HLI | G | GI46 | HVACCP-214 |  | Active | Yes | IN-BLR-ANANTA-HLI-207_G | uuid://4e11f245-9e7c-461e-8333-2de39cbc4ecf | {"asset":{"guid":"uuid://4e11f245-9e7c-461e-8333-2de39cbc4ecf","site":"in-blr-ananta","name":"hli-207"}} | Eneffen |  |  | 2.23 | V3.4 | 7.8(r625) | BACnet IP, Modbus RTU | 14207 | 11501 |  |  |  | Corphosted | B8:27:EB:73:58:EF | in-blr-ananta-hli-207 |  |  |  | 100.95.215.118 | 255.255.240.0 | None |  |  |  |  | Primary | BACnet,47808 | DDC-23 | Unicast | No | N/A | Gateway Device | Good | Eneffen | 10 | Yes |  | Landlord | Basebuilder System and connected on Gen Network | sauter_eygt103f001 | SAUTER-EYGT103F001
183 | Building Management System | HLI-208 | HLI-208 | SAUTER | EY-GT103F001 | Standard | IP (Wired GEN BOS-IoT) | HLI | G | CG55 | HVACCP-216 |  | Active | Yes | IN-BLR-ANANTA-HLI-208_G | uuid://4137e9d1-55e7-426e-a7ce-42c5791c72ed | {"asset":{"guid":"uuid://4137e9d1-55e7-426e-a7ce-42c5791c72ed","site":"in-blr-ananta","name":"hli-208"}} | Eneffen |  |  | 2.23 | V3.4 | 7.8(r625) | BACnet IP, Modbus RTU | 14208 | 11501 |  |  |  | Corphosted | B8:27:EB:B1:CB:B1 | in-blr-ananta-hli-208 |  |  |  | 100.95.215.119 | 255.255.240.0 | None |  |  |  |  | Primary | BACnet,47808 | DDC-22 | Unicast | No | N/A | Gateway Device | Good | Eneffen | 10 | Yes |  | Landlord | Basebuilder System and connected on Gen Network | sauter_eygt103f001 | SAUTER-EYGT103F001
184 | Building Management System | HLI-209 | HLI-209 | SAUTER | EY-GT103F001 | Standard | IP (Wired GEN BOS-IoT) | HLI | G | CG55 | HVACCP-210 |  | Active | Yes | IN-BLR-ANANTA-HLI-209_G | uuid://1ddccd80-34f7-460e-9811-306d804c348a | {"asset":{"guid":"uuid://1ddccd80-34f7-460e-9811-306d804c348a","site":"in-blr-ananta","name":"hli-209"}} | Eneffen |  |  | 2.23 | V3.4 | 7.8(r625) | BACnet IP, Modbus RTU | 14209 | 11501 |  |  |  | Corphosted | B8:27:EB:C2:6D:B4 | in-blr-ananta-hli-209 |  |  |  | 100.95.215.151 | 255.255.240.0 | None |  |  |  |  | Primary | BACnet,47808 | HLI-8 | Unicast | No | N/A | Gateway Device | Good | Eneffen | 10 | Yes |  | Landlord | Basebuilder System and connected on Gen Network | sauter_eygt103f001 | SAUTER-EYGT103F001
185 | Building Management System | HLI-210 | HLI-210 | SAUTER | EY-GT103F001 | Standard | IP (Wired GEN BOS-IoT) | HLI | G | CG55 | HVACCP-215 |  | Active | Yes | IN-BLR-ANANTA-HLI-210_G | uuid://dc06620b-3aee-47d8-bbc0-ff54803dd52b | {"asset":{"guid":"uuid://dc06620b-3aee-47d8-bbc0-ff54803dd52b","site":"in-blr-ananta","name":"hli-210"}} | Eneffen |  |  | 2.23 | V3.4 | 7.8(r625) | BACnet IP, Modbus RTU | 14210 | 11501 |  |  |  | Corphosted | B8:27:EB:A9:2D:7A | in-blr-ananta-hli-210 |  |  |  | 100.95.215.96 | 255.255.240.0 | None |  |  |  |  | Primary | BACnet,47808 | DDC-21 | Unicast | No | N/A | Gateway Device | Good | Eneffen | 10 | Yes |  | Landlord | Basebuilder System and connected on Gen Network | sauter_eygt103f001 | SAUTER-EYGT103F001
186 | Building Management System | HLI-211 | HLI-211 | SAUTER | EY-GT103F001 | Standard | IP (Wired GEN BOS-IoT) | HLI | 1 | 163 | HVACCP-219 |  | Active | Yes | IN-BLR-ANANTA-HLI-211_1 | uuid://fdbd1d5b-f7ca-4b82-bc09-6d232c7a01e4 | {"asset":{"guid":"uuid://fdbd1d5b-f7ca-4b82-bc09-6d232c7a01e4","site":"in-blr-ananta","name":"hli-211"}} | Eneffen |  |  | 2.23 | V3.4 | 7.8(r625) | BACnet IP, Modbus RTU | 14211 | 11501 |  |  |  | Corphosted | B8:27:EB:85:FE:65 | in-blr-ananta-hli-211 |  |  |  | 100.95.215.45 | 255.255.240.0 | None |  |  |  |  | Primary | BACnet,47808 | DDC-18 | Unicast | No | N/A | Gateway Device | Good | Eneffen | 10 | Yes |  | Landlord | Basebuilder System and connected on Gen Network | sauter_eygt103f001 | SAUTER-EYGT103F001
187 | Building Management System | HLI-212 | HLI-212 | SAUTER | EY-GT103F001 | Standard | IP (Wired GEN BOS-IoT) | HLI | 1 | 175 | HVACCP-220 |  | Active | Yes | IN-BLR-ANANTA-HLI-212_1 | uuid://1d945ade-2d1b-4a51-9651-5e050dec213c | {"asset":{"guid":"uuid://1d945ade-2d1b-4a51-9651-5e050dec213c","site":"in-blr-ananta","name":"hli-212"}} | Eneffen |  |  | 2.23 | V3.4 | 7.8(r625) | BACnet IP, Modbus RTU | 14212 | 11501 |  |  |  | Corphosted | B8:27:EB:6A:5A:81 | in-blr-ananta-hli-212 |  |  |  | 100.95.215.108 | 255.255.240.0 | None |  |  |  |  | Primary | BACnet,47808 | DDC-21 | Unicast | No | N/A | Gateway Device | Good | Eneffen | 10 | Yes |  | Landlord | Basebuilder System and connected on Gen Network | sauter_eygt103f001 | SAUTER-EYGT103F001
188 | Building Management System | HLI-213 | HLI-213 | SAUTER | EY-GT103F001 | Standard | IP (Wired GEN BOS-IoT) | HLI | 2 | 248 | HVACCP-228 |  | Active | Yes | IN-BLR-ANANTA-HLI-213_2 | uuid://9391a76e-ecd5-4670-96b5-8db8f27e8fec | {"asset":{"guid":"uuid://9391a76e-ecd5-4670-96b5-8db8f27e8fec","site":"in-blr-ananta","name":"hli-213"}} | Eneffen |  |  | 2.23 | V3.4 | 7.8(r625) | BACnet IP, Modbus RTU | 14213 | 11501 |  |  |  | Corphosted | B8:27:EB:EB:9F:A6 | in-blr-ananta-hli-213 |  |  |  | 100.95.215.120 | 255.255.240.0 | None |  |  |  |  | Primary | BACnet,47808 | DDC-20 | Unicast | No | N/A | Gateway Device | Good | Eneffen | 10 | Yes |  | Landlord | Basebuilder System and connected on Gen Network | sauter_eygt103f001 | SAUTER-EYGT103F001
189 | Building Management System | HLI-214 | HLI-214 | SAUTER | EY-GT103F001 | Standard | IP (Wired GEN BOS-IoT) | HLI | 2 | 234 | HVACCP-231 |  | Active | Yes | IN-BLR-ANANTA-HLI-214_2 | uuid://64eaf74d-0653-477b-a226-f767d5747e84 | {"asset":{"guid":"uuid://64eaf74d-0653-477b-a226-f767d5747e84","site":"in-blr-ananta","name":"hli-214"}} | Eneffen |  |  | 2.23 | V3.4 | 7.8(r625) | BACnet IP, Modbus RTU | 14214 | 11501 |  |  |  | Corphosted | B8:27:EB:91:A0:1B | in-blr-ananta-hli-214 |  |  |  | 100.95.215.141 | 255.255.240.0 | None |  |  |  |  | Primary | BACnet,47808 | DDC-22 | Unicast | No | N/A | Gateway Device | Good | Eneffen | 10 | Yes |  | Landlord | Basebuilder System and connected on Gen Network | sauter_eygt103f001 | SAUTER-EYGT103F001
190 | Building Management System | HLI-215 | HLI-215 | SAUTER | EY-GT103F001 | Standard | IP (Wired GEN BOS-IoT) | HLI | 3 | 363 | HVACCP-233 |  | Active | Yes | IN-BLR-ANANTA-HLI-215_3 | uuid://fbd9b26d-b4dc-4754-a9c9-b6ea0ffee9ad | {"asset":{"guid":"uuid://fbd9b26d-b4dc-4754-a9c9-b6ea0ffee9ad","site":"in-blr-ananta","name":"hli-215"}} | Eneffen |  |  | 2.23 | V3.4 | 7.8(r625) | BACnet IP, Modbus RTU | 14215 | 11501 |  |  |  | Corphosted | B8:27:EB:E3:3A:6B | in-blr-ananta-hli-215 |  |  |  | 100.95.215.58 | 255.255.240.0 | None |  |  |  |  | Primary | BACnet,47808 | HLI-59 | Unicast | No | N/A | Gateway Device | Good | Eneffen | 10 | Yes |  | Landlord | Basebuilder System and connected on Gen Network | sauter_eygt103f001 | SAUTER-EYGT103F001
191 | Building Management System | HLI-216 | HLI-216 | SAUTER | EY-GT103F001 | Standard | IP (Wired GEN BOS-IoT) | HLI | 3 | 419 | HVACCP-241 |  | Active | Yes | IN-BLR-ANANTA-HLI-216_3 | uuid://9ddfce80-b33d-44bf-91e0-7e77571615c7 | {"asset":{"guid":"uuid://9ddfce80-b33d-44bf-91e0-7e77571615c7","site":"in-blr-ananta","name":"hli-216"}} | Eneffen |  |  | 2.23 | V3.4 | 7.8(r625) | BACnet IP, Modbus RTU | 14216 | 11501 |  |  |  | Corphosted | B8:27:EB:5C:50:E6 | in-blr-ananta-hli-216 |  |  |  | 100.95.215.73 | 255.255.240.0 | None |  |  |  |  | Primary | BACnet,47808 | DDC-19 | Unicast | No | N/A | Gateway Device | Good | Eneffen | 10 | Yes |  | Landlord | Basebuilder System and connected on Gen Network | sauter_eygt103f001 | SAUTER-EYGT103F001
192 | Building Management System | HLI-217 | HLI-217 | SAUTER | EY-GT103F001 | Standard | IP (Wired GEN BOS-IoT) | HLI | 4 | 448 | HVACCP-242 |  | Active | Yes | IN-BLR-ANANTA-HLI-217_4 | uuid://ce6693fa-e342-480b-821d-0637d3898bab | {"asset":{"guid":"uuid://ce6693fa-e342-480b-821d-0637d3898bab","site":"in-blr-ananta","name":"hli-217"}} | Eneffen |  |  | 2.23 | V3.4 | 7.8(r625) | BACnet IP, Modbus RTU | 14217 | 11501 |  |  |  | Corphosted | B8:27:EB:E5:F0:39 | in-blr-ananta-hli-217 |  |  |  | 100.95.215.113 | 255.255.240.0 | None |  |  |  |  | Primary | BACnet,47808 | DDC-20 | Unicast | No | N/A | Gateway Device | Good | Eneffen | 10 | Yes |  | Landlord | Basebuilder System and connected on Gen Network | sauter_eygt103f001 | SAUTER-EYGT103F001
193 | Building Management System | HLI-218 | HLI-218 | SAUTER | EY-GT103F001 | Standard | IP (Wired GEN BOS-IoT) | HLI | 4 | 475 | HVACCP-240 |  | Active | Yes | IN-BLR-ANANTA-HLI-218_4 | uuid://f6a46821-5f00-4fed-b24c-eb091695e80b | {"asset":{"guid":"uuid://f6a46821-5f00-4fed-b24c-eb091695e80b","site":"in-blr-ananta","name":"hli-218"}} | Eneffen |  |  | 2.23 | V3.4 | 7.8(r625) | BACnet IP, Modbus RTU | 14218 | 11501 |  |  |  | Corphosted | B8:27:EB:70:3A:EE | in-blr-ananta-hli-218 |  |  |  | 100.95.215.116 | 255.255.240.0 | None |  |  |  |  | Primary | BACnet,47808 | DDC-21 | Unicast | No | N/A | Gateway Device | Good | Eneffen | 10 | Yes |  | Landlord | Basebuilder System and connected on Gen Network | sauter_eygt103f001 | SAUTER-EYGT103F001
194 | Building Management System | HLI-219 | HLI-219 | SAUTER | EY-GT103F001 | Standard | IP (Wired GEN BOS-IoT) | HLI | 5 | 533 | HVACCP-249 |  | Active | Yes | IN-BLR-ANANTA-HLI-219_5 | uuid://307e74f4-a36c-41cf-8b94-58f209a68b6b | {"asset":{"guid":"uuid://307e74f4-a36c-41cf-8b94-58f209a68b6b","site":"in-blr-ananta","name":"hli-219"}} | Eneffen |  |  | 2.23 | V3.4 | 7.8(r625) | BACnet IP, Modbus RTU | 14219 | 11501 |  |  |  | Corphosted | B8:27:EB:95:96:A1 | in-blr-ananta-hli-219 |  |  |  | 100.95.215.82 | 255.255.240.0 | None |  |  |  |  | Primary | BACnet,47808 | DDC-23 | Unicast | No | N/A | Gateway Device | Good | Eneffen | 10 | Yes |  | Landlord | Basebuilder System and connected on Gen Network | sauter_eygt103f001 | SAUTER-EYGT103F001
195 | Building Management System | HLI-220 | HLI-220 | SAUTER | EY-GT103F001 | Standard | IP (Wired GEN BOS-IoT) | HLI | 5 | 534 | HVACCP-250 |  | Active | Yes | IN-BLR-ANANTA-HLI-220_5 | uuid://394413c3-6c5e-41db-a1eb-65f7868fe439 | {"asset":{"guid":"uuid://394413c3-6c5e-41db-a1eb-65f7868fe439","site":"in-blr-ananta","name":"hli-220"}} | Eneffen |  |  | 2.23 | V3.4 | 7.8(r625) | BACnet IP, Modbus RTU | 14220 | 11501 |  |  |  | Corphosted | B8:27:EB:BD:3F:ED | in-blr-ananta-hli-220 |  |  |  | 100.95.215.38 | 255.255.240.0 | None |  |  |  |  | Primary | BACnet,47808 | DDC-27 | Unicast | No | N/A | Gateway Device | Good | Eneffen | 10 | Yes |  | Landlord | Basebuilder System and connected on Gen Network | sauter_eygt103f001 | SAUTER-EYGT103F001
196 | Building Management System | HLI-221 | HLI-221 | SAUTER | EY-GT103F001 | Standard | IP (Wired GEN BOS-IoT) | HLI | 6 | 663 | HVACCP-251 |  | Active | Yes | IN-BLR-ANANTA-HLI-221_6 | uuid://d822a9a5-3bfa-4475-bc11-3241e367f315 | {"asset":{"guid":"uuid://d822a9a5-3bfa-4475-bc11-3241e367f315","site":"in-blr-ananta","name":"hli-221"}} | Eneffen |  |  | 2.23 | V3.4 | 7.8(r625) | BACnet IP, Modbus RTU | 14221 | 11501 |  |  |  | Corphosted | B8:27:EB:6C:12:56 | in-blr-ananta-hli-221 |  |  |  | 100.95.215.128 | 255.255.240.0 | None |  |  |  |  | Primary | BACnet,47808 | DDC-24 | Unicast | No | N/A | Gateway Device | Good | Eneffen | 10 | Yes |  | Landlord | Basebuilder System and connected on Gen Network | sauter_eygt103f001 | SAUTER-EYGT103F001
197 | Building Management System | HLI-222 | HLI-222 | SAUTER | EY-GT103F001 | Standard | IP (Wired GEN BOS-IoT) | HLI | 6 | 675 | HVACCP-252 |  | Active | Yes | IN-BLR-ANANTA-HLI-222_6 | uuid://b6860186-c1eb-4513-bea6-8b8b3b493e6c | {"asset":{"guid":"uuid://b6860186-c1eb-4513-bea6-8b8b3b493e6c","site":"in-blr-ananta","name":"hli-222"}} | Eneffen |  |  | 2.23 | V3.4 | 7.8(r625) | BACnet IP, Modbus RTU | 14222 | 11501 |  |  |  | Corphosted | B8:27:EB:D3:AE:FB | in-blr-ananta-hli-222 |  |  |  | 100.95.215.136 | 255.255.240.0 | None |  |  |  |  | Primary | BACnet,47808 | DDC-33 | Unicast | No | N/A | Gateway Device | Good | Eneffen | 10 | Yes |  | Landlord | Basebuilder System and connected on Gen Network | sauter_eygt103f001 | SAUTER-EYGT103F001
198 | Building Management System | HLI-223 | HLI-223 | SAUTER | EY-GT103F001 | Standard | IP (Wired GEN BOS-IoT) | HLI | 7 | 748 | HVACCP-260 |  | Active | Yes | IN-BLR-ANANTA-HLI-223_7 | uuid://c8f85db5-9eef-4177-92dc-8f9fc58896f2 | {"asset":{"guid":"uuid://c8f85db5-9eef-4177-92dc-8f9fc58896f2","site":"in-blr-ananta","name":"hli-223"}} | Eneffen |  |  | 2.23 | V3.4 | 7.8(r625) | BACnet IP, Modbus RTU | 14223 | 11501 |  |  |  | Corphosted | B8:27:EB:51:B3:97 | in-blr-ananta-hli-223 |  |  |  | 100.95.215.143 | 255.255.240.0 | None |  |  |  |  | Primary | BACnet,47808 | DDC-33 | Unicast | No | N/A | Gateway Device | Good | Eneffen | 10 | Yes |  | Landlord | Basebuilder System and connected on Gen Network | sauter_eygt103f001 | SAUTER-EYGT103F001
199 | Building Management System | HLI-224 | HLI-224 | SAUTER | EY-GT103F001 | Standard | IP (Wired GEN BOS-IoT) | HLI | 7 | 734 | HVACCP-262 |  | Active | Yes | IN-BLR-ANANTA-HLI-224_7 | uuid://4c95a4b9-1287-41f1-9cb2-ec949284c3d2 | {"asset":{"guid":"uuid://4c95a4b9-1287-41f1-9cb2-ec949284c3d2","site":"in-blr-ananta","name":"hli-224"}} | Eneffen |  |  | 2.23 | V3.4 | 7.8(r625) | BACnet IP, Modbus RTU | 14224 | 11501 |  |  |  | Corphosted | B8:27:EB:62:9A:15 | in-blr-ananta-hli-224 |  |  |  | 100.95.215.95 | 255.255.240.0 | None |  |  |  |  | Primary | BACnet,47808 | DDC-40 | Unicast | No | N/A | Gateway Device | Good | Eneffen | 10 | Yes |  | Landlord | Basebuilder System and connected on Gen Network | sauter_eygt103f001 | SAUTER-EYGT103F001
200 | Building Management System | HLI-225 | HLI-225 | SAUTER | EY-GT103F001 | Standard | IP (Wired GEN BOS-IoT) | HLI | 8 | 863 | HVACCP-263 |  | Active | Yes | IN-BLR-ANANTA-HLI-225_8 | uuid://6172a7bf-13d1-46a6-8a3e-e4ee6f94daad | {"asset":{"guid":"uuid://6172a7bf-13d1-46a6-8a3e-e4ee6f94daad","site":"in-blr-ananta","name":"hli-225"}} | Eneffen |  |  | 2.23 | V3.4 | 7.8(r625) | BACnet IP, Modbus RTU | 14225 | 11501 |  |  |  | Corphosted | B8:27:EB:EA:DA:83 | in-blr-ananta-hli-225 |  |  |  | 100.95.215.102 | 255.255.240.0 | None |  |  |  |  | Primary | BACnet,47808 | HLI-33 | Unicast | No | N/A | Gateway Device | Good | Eneffen | 10 | Yes |  | Landlord | Basebuilder System and connected on Gen Network | sauter_eygt103f001 | SAUTER-EYGT103F001
201 | Building Management System | HLI-226 | HLI-226 | SAUTER | EY-GT103F001 | Standard | IP (Wired GEN BOS-IoT) | HLI | 8 | 819 | HVACCP-265 |  | Active | Yes | IN-BLR-ANANTA-HLI-226_8 | uuid://5ac1841c-65d2-4915-9928-a6598bdffb7f | {"asset":{"guid":"uuid://5ac1841c-65d2-4915-9928-a6598bdffb7f","site":"in-blr-ananta","name":"hli-226"}} | Eneffen |  |  | 2.23 | V3.4 | 7.8(r625) | BACnet IP, Modbus RTU | 14226 | 11501 |  |  |  | Corphosted | B8:27:EB:18:AE:60 | in-blr-ananta-hli-226 |  |  |  | 100.95.215.106 | 255.255.240.0 | None |  |  |  |  | Primary | BACnet,47808 | HLI-33 | Unicast | No | N/A | Gateway Device | Good | Eneffen | 10 | Yes |  | Landlord | Basebuilder System and connected on Gen Network | sauter_eygt103f001 | SAUTER-EYGT103F001
202 | Building Management System | HLI-227 | HLI-227 | SAUTER | EY-GT103F001 | Standard | IP (Wired GEN BOS-IoT) | HLI | 8 | 833 | HVACCP-267 |  | Active | Yes | IN-BLR-ANANTA-HLI-227_8 | uuid://04f968f6-c615-4066-9617-ae118af010a5 | {"asset":{"guid":"uuid://04f968f6-c615-4066-9617-ae118af010a5","site":"in-blr-ananta","name":"hli-227"}} | Eneffen |  |  | 2.23 | V3.4 | 7.8(r625) | BACnet IP, Modbus RTU | 14227 | 11501 |  |  |  | Corphosted | B8:27:EB:74:05:E7 | in-blr-ananta-hli-227 |  |  |  | 100.95.215.114 | 255.255.240.0 | None |  |  |  |  | Primary | BACnet,47808 | DDC-41 | Unicast | No | N/A | Gateway Device | Good | Eneffen | 10 | Yes |  | Landlord | Basebuilder System and connected on Gen Network | sauter_eygt103f001 | SAUTER-EYGT103F001
203 | Building Management System | HLI-228 | HLI-228 | SAUTER | EY-GT103F001 | Standard | IP (Wired GEN BOS-IoT) | HLI | 9 | 919 | HVACCP-271 |  | Active | Yes | IN-BLR-ANANTA-HLI-228_9 | uuid://fe4654f5-4c1a-4693-ac5d-b5ff7e0d141e | {"asset":{"guid":"uuid://fe4654f5-4c1a-4693-ac5d-b5ff7e0d141e","site":"in-blr-ananta","name":"hli-228"}} | Eneffen |  |  | 2.23 | V3.4 | 7.8(r625) | BACnet IP, Modbus RTU | 14228 | 11501 |  |  |  | Corphosted | B8:27:EB:73:CC:ED | in-blr-ananta-hli-228 |  |  |  | 100.95.215.147 | 255.255.240.0 | None |  |  |  |  | Primary | BACnet,47808 | DDC-50 | Unicast | No | N/A | Gateway Device | Good | Eneffen | 10 | Yes |  | Landlord | Basebuilder System and connected on Gen Network | sauter_eygt103f001 | SAUTER-EYGT103F001
204 | Building Management System | HLI-229 | HLI-229 | SAUTER | EY-GT103F001 | Standard | IP (Wired GEN BOS-IoT) | HLI | 9 | 948 | HVACCP-272 |  | Active | Yes | IN-BLR-ANANTA-HLI-229_9 | uuid://36d765c4-f251-4f77-9fee-48199db83f91 | {"asset":{"guid":"uuid://36d765c4-f251-4f77-9fee-48199db83f91","site":"in-blr-ananta","name":"hli-229"}} | Eneffen |  |  | 2.23 | V3.4 | 7.8(r625) | BACnet IP, Modbus RTU | 14229 | 11501 |  |  |  | Corphosted | B8:27:EB:12:82:C2 | in-blr-ananta-hli-229 |  |  |  | 100.95.215.125 | 255.255.240.0 | None |  |  |  |  | Primary | BACnet,47808 | DDC-56 | Unicast | No | N/A | Gateway Device | Good | Eneffen | 10 | Yes |  | Landlord | Basebuilder System and connected on Gen Network | sauter_eygt103f001 | SAUTER-EYGT103F001
205 | Building Management System | HLI-230 | HLI-230 | SAUTER | EY-GT103F001 | Standard | IP (Wired GEN BOS-IoT) | HLI | 10 | 10C4 | HVACCP-275 |  | Active | Yes | IN-BLR-ANANTA-HLI-230_10 | uuid://c0dd3fb0-da43-4229-88d9-f8770093b999 | {"asset":{"guid":"uuid://c0dd3fb0-da43-4229-88d9-f8770093b999","site":"in-blr-ananta","name":"hli-230"}} | Eneffen |  |  | 2.23 | V3.4 | 7.8(r625) | BACnet IP, Modbus RTU | 14230 | 11501 |  |  |  | Corphosted | B8:27:EB:E3:3A:D7 | in-blr-ananta-hli-230 |  |  |  | 100.95.215.133 | 255.255.240.0 | None |  |  |  |  | Primary | BACnet,47808 | HLI-67 | Unicast | No | N/A | Gateway Device | Good | Eneffen | 10 | Yes |  | Landlord | Basebuilder System and connected on Gen Network | sauter_eygt103f001 | SAUTER-EYGT103F001
206 | Building Management System | HLI-231 | HLI-231 | SAUTER | EY-GT103F001 | Standard | IP (Wired GEN BOS-IoT) | HLI | 10 | 1033 | HVACCP-279 |  | Active | Yes | IN-BLR-ANANTA-HLI-231_10 | uuid://005ea14e-0636-4266-b5d9-3581c351a917 | {"asset":{"guid":"uuid://005ea14e-0636-4266-b5d9-3581c351a917","site":"in-blr-ananta","name":"hli-231"}} | Eneffen |  |  | 2.23 | V3.4 | 7.8(r625) | BACnet IP, Modbus RTU | 14231 | 11501 |  |  |  | Corphosted | B8:27:EB:AA:F1:1A | in-blr-ananta-hli-231 |  |  |  | 100.95.215.93 | 255.255.240.0 | None |  |  |  |  | Primary | BACnet,47808 | HLI-73 | Unicast | No | N/A | Gateway Device | Good | Eneffen | 10 | Yes |  | Landlord | Basebuilder System and connected on Gen Network | sauter_eygt103f001 | SAUTER-EYGT103F001
207 | Building Management System | HLI-232 | HLI-232 | SAUTER | EY-GT103F001 | Standard | IP (Wired GEN BOS-IoT) | HLI | 10 | 1075 | HVACCP-276 |  | Active | Yes | IN-BLR-ANANTA-HLI-232_10 | uuid://20e825a2-136b-4117-bc78-9ede2c791040 | {"asset":{"guid":"uuid://20e825a2-136b-4117-bc78-9ede2c791040","site":"in-blr-ananta","name":"hli-232"}} | Eneffen |  |  | 2.23 | V3.4 | 7.8(r625) | BACnet IP, Modbus RTU | 14232 | 11501 |  |  |  | Corphosted | B8:27:EB:0A:CC:68 | in-blr-ananta-hli-232 |  |  |  | 100.95.215.121 | 255.255.240.0 | None |  |  |  |  | Primary | BACnet,47808 | DDC-57 | Unicast | No | N/A | Gateway Device | Good | Eneffen | 10 | Yes |  | Landlord | Basebuilder System and connected on Gen Network | sauter_eygt103f001 | SAUTER-EYGT103F001
208 | Building Management System | HLI-233 | HLI-233 | SAUTER | EY-GT103F001 | Standard | IP (Wired GEN BOS-IoT) | HLI | 11 | 1163 | HVACCP-281 |  | Active | Yes | IN-BLR-ANANTA-HLI-233_11 | uuid://62153e60-f2e3-4d95-a435-72fc8d621ea9 | {"asset":{"guid":"uuid://62153e60-f2e3-4d95-a435-72fc8d621ea9","site":"in-blr-ananta","name":"hli-233"}} | Eneffen |  |  | 2.23 | V3.4 | 7.8(r625) | BACnet IP, Modbus RTU | 14233 | 11501 |  |  |  | Corphosted | B8:27:EB:AC:D0:00 | in-blr-ananta-hli-233 |  |  |  | 100.95.215.127 | 255.255.240.0 | None |  |  |  |  | Primary | BACnet,47808 | HLI-75 | Unicast | No | N/A | Gateway Device | Good | Eneffen | 10 | Yes |  | Landlord | Basebuilder System and connected on Gen Network | sauter_eygt103f001 | SAUTER-EYGT103F001
209 | Building Management System | HLI-234 | HLI-234 | SAUTER | EY-GT103F001 | Standard | IP (Wired GEN BOS-IoT) | HLI | 11 | 1156 | HVACCP-286 |  | Active | Yes | IN-BLR-ANANTA-HLI-234_11 | uuid://87d1b971-d9d0-4c3b-bb48-9103624c4ee2 | {"asset":{"guid":"uuid://87d1b971-d9d0-4c3b-bb48-9103624c4ee2","site":"in-blr-ananta","name":"hli-234"}} | Eneffen |  |  | 2.23 | V3.4 | 7.8(r625) | BACnet IP, Modbus RTU | 14234 | 11501 |  |  |  | Corphosted | B8:27:EB:7A:07:0E | in-blr-ananta-hli-234 |  |  |  | 100.95.215.94 | 255.255.240.0 | None |  |  |  |  | Primary | BACnet,47808 | DDC-67 | Unicast | No | N/A | Gateway Device | Good | Eneffen | 10 | Yes |  | Landlord | Basebuilder System and connected on Gen Network | sauter_eygt103f001 | SAUTER-EYGT103F001
210 | Building Management System | HLI-235 | HLI-235 | SAUTER | EY-GT103F001 | Standard | IP (Wired GEN BOS-IoT) | HLI | 11 | 1175 | HVACCP-282 |  | Active | Yes | IN-BLR-ANANTA-HLI-235_11 | uuid://090805a7-6d38-451e-8da4-ffebe2ae0f22 | {"asset":{"guid":"uuid://090805a7-6d38-451e-8da4-ffebe2ae0f22","site":"in-blr-ananta","name":"hli-235"}} | Eneffen |  |  | 2.23 | V3.4 | 7.8(r625) | BACnet IP, Modbus RTU | 14235 | 11501 |  |  |  | Corphosted | B8:27:EB:F1:86:78 | in-blr-ananta-hli-235 |  |  |  | 100.95.215.97 | 255.255.240.0 | None |  |  |  |  | Primary | BACnet,47808 | HLI-40 | Unicast | No | N/A | Gateway Device | Good | Eneffen | 10 | Yes |  | Landlord | Basebuilder System and connected on Gen Network | sauter_eygt103f001 | SAUTER-EYGT103F001
211 | Building Management System | HLI-236 | HLI-236 | SAUTER | EY-GT103F001 | Standard | IP (Wired GEN BOS-IoT) | HLI | G | GD24 | HVACCP-210 |  | Active | Yes | IN-BLR-ANANTA-HLI-236_G | uuid://0db97346-2795-43c5-a8de-5fcf3a5fe324 | {"asset":{"guid":"uuid://0db97346-2795-43c5-a8de-5fcf3a5fe324","site":"in-blr-ananta","name":"hli-236"}} | Eneffen |  |  | 2.23 | V3.4 | 7.8(r625) | BACnet IP, Modbus RTU | 14236 | 11501 |  |  |  | Corphosted | B8:27:EB:9F:B3:AB | in-blr-ananta-hli-236 |  |  |  | 100.95.215.148 | 255.255.240.0 | None |  |  |  |  | Primary | BACnet,47808 | HLI-101 | Unicast | No | N/A | Gateway Device | Good | Eneffen | 10 | Yes |  | Landlord | Basebuilder System and connected on Gen Network | sauter_eygt103f001 | SAUTER-EYGT103F001
212 | Building Management System | HLI-237 | HLI-237 | SAUTER | EY-GT103F001 | Standard | IP (Wired GEN BOS-IoT) | HLI | G | G63 | HVACCP-218 |  | Active | Yes | IN-BLR-ANANTA-HLI-237_G | uuid://97cacada-c706-41b8-b463-657f024b21ae | {"asset":{"guid":"uuid://97cacada-c706-41b8-b463-657f024b21ae","site":"in-blr-ananta","name":"hli-237"}} | Eneffen |  |  | 2.23 | V3.4 | 7.8(r625) | BACnet IP, Modbus RTU | 14237 | 11501 |  |  |  | Corphosted | B8:27:EB:BC:EE:11 | in-blr-ananta-hli-237 |  |  |  | 100.95.215.135 | 255.255.240.0 | None |  |  |  |  | Primary | BACnet,47808 | HLI-111 | Unicast | No | N/A | Gateway Device | Good | Eneffen | 10 | Yes |  | Landlord | Basebuilder System and connected on Gen Network | sauter_eygt103f001 | SAUTER-EYGT103F001
213 | Building Management System | HLI-238 | HLI-238 | SAUTER | EY-GT103F001 | Standard | IP (Wired GEN BOS-IoT) | HLI | Roof | Roof | HVACCP-288 |  | Active | Yes | IN-BLR-ANANTA-HLI-238_Roof | uuid://244837fd-2c33-4605-bf10-b8e691bea148 | {"asset":{"guid":"uuid://244837fd-2c33-4605-bf10-b8e691bea148","site":"in-blr-ananta","name":"hli-238"}} | Eneffen |  |  | 2.23 | V3.4 | 7.8(r625) | BACnet IP, Modbus RTU | 14238 | 11501 |  |  |  | Corphosted | B8:27:EB:90:96:09 | in-blr-ananta-hli-238 |  |  |  | 100.95.215.129 | 255.255.240.0 | None |  |  |  |  | Primary | BACnet,47808 | HLI-117 | Unicast | No | N/A | Gateway Device | Good | Eneffen | 10 | Yes |  | Landlord | Basebuilder System and connected on Gen Network | sauter_eygt103f001 | SAUTER-EYGT103F001
214 | Building Management System | HLI-239 | HLI-239 | SAUTER | EY-GT103F001 | Standard | IP (Wired GEN BOS-IoT) | HLI | Roof | Roof | HVACCP-292 |  | Active | Yes | IN-BLR-ANANTA-HLI-239_Roof | uuid://a5f5c2fc-8667-4655-8a81-5c3bf915f28c | {"asset":{"guid":"uuid://a5f5c2fc-8667-4655-8a81-5c3bf915f28c","site":"in-blr-ananta","name":"hli-239"}} | Eneffen |  |  | 2.23 | V3.4 | 7.8(r625) | BACnet IP, Modbus RTU | 14239 | 11501 |  |  |  | Corphosted | B8:27:EB:0B:E0:5F | in-blr-ananta-hli-239 |  |  |  | 100.95.215.246 | 255.255.240.0 | None |  |  |  |  | Primary | BACnet,47808 | HLI-112 | Unicast | No | N/A | Gateway Device | Good | Eneffen | 10 | Yes |  | Landlord | Basebuilder System and connected on Gen Network | sauter_eygt103f001 | SAUTER-EYGT103F001
215 | Building Management System | HLI-240 | HLI-240 | SAUTER | EY-GT103F001 | Standard | IP (Wired GEN BOS-IoT) | HLI | Roof | Roof | HVACCP-293 |  | Active | Yes | IN-BLR-ANANTA-HLI-240_Roof | uuid://8d2f2e63-d441-4b06-be37-2dd711690044 | {"asset":{"guid":"uuid://8d2f2e63-d441-4b06-be37-2dd711690044","site":"in-blr-ananta","name":"hli-240"}} | Eneffen |  |  | 2.23 | V3.4 | 7.8(r625) | BACnet IP, Modbus RTU | 14240 | 11501 |  |  |  | Corphosted | B8:27:EB:F6:21:AD | in-blr-ananta-hli-240 |  |  |  | 100.95.215.84 | 255.255.240.0 | None |  |  |  |  | Primary | BACnet,47808 | HLI-5 | Unicast | No | N/A | Gateway Device | Good | Eneffen | 10 | Yes |  | Landlord | Basebuilder System and connected on Gen Network | sauter_eygt103f001 | SAUTER-EYGT103F001
216 | Building Management System | HLI-241 | HLI-241 | SAUTER | EY-GT103F001 | Standard | IP (Wired GEN BOS-IoT) | HLI | 1 | 3M52 | HVACCP-295 |  | Active | Yes | IN-BLR-ANANTA-HLI-241_1 | uuid://05dce1cb-8c5e-4b9a-b722-96251fa175f5 | {"asset":{"guid":"uuid://05dce1cb-8c5e-4b9a-b722-96251fa175f5","site":"in-blr-ananta","name":"hli-241"}} | Eneffen |  |  | 2.23 | V3.4 | 7.8(r625) | BACnet IP, Modbus RTU | 14241 | 11501 |  |  |  | Corphosted | B8:27:EB:BC:3F:9F | in-blr-ananta-hli-241 |  |  |  | 100.95.215.124 | 255.255.240.0 | None |  |  |  |  | Primary | BACnet,47808 | HLI-5 | Unicast | No | N/A | Gateway Device | Good | Eneffen | 10 | Yes |  | Landlord | Basebuilder System and connected on Gen Network | sauter_eygt103f001 | SAUTER-EYGT103F001
217 | Building Management System | HLI-242 | HLI-242 | SAUTER | EY-GT103F001 | Standard | IP (Wired GEN BOS-IoT) | HLI | 1 | 3M52 | HVACCP-295 |  | Active | Yes | IN-BLR-ANANTA-HLI-242_1 | uuid://1b161825-16ee-4f22-b78b-598878784675 | {"asset":{"guid":"uuid://1b161825-16ee-4f22-b78b-598878784675","site":"in-blr-ananta","name":"hli-242"}} | Eneffen |  |  | 2.23 | V3.4 | 7.8(r625) | BACnet IP, Modbus RTU | 14242 | 11501 |  |  |  | Corphosted | B8:27:EB:DC:F2:E9 | in-blr-ananta-hli-242 |  |  |  | 100.95.215.140 | 255.255.240.0 | None |  |  |  |  | Primary | BACnet,47808 | HLI-5 | Unicast | No | N/A | Gateway Device | Good | Eneffen | 10 | Yes |  | Landlord | Basebuilder System and connected on Gen Network | sauter_eygt103f001 | SAUTER-EYGT103F001
218 | Building Management System | HLI-243 | HLI-243 | SAUTER | EY-GT103F001 | Standard | IP (Wired GEN BOS-IoT) | HLI | 3 | 3M52 | HVACCP-294 |  | Active | Yes | IN-BLR-ANANTA-HLI-243_3 | uuid://2dd525d2-012f-44a7-b17d-4f0f0d365ce8 | {"asset":{"guid":"uuid://2dd525d2-012f-44a7-b17d-4f0f0d365ce8","site":"in-blr-ananta","name":"hli-243"}} | Eneffen |  |  | 2.23 | V3.4 | 7.8(r625) | BACnet IP, Modbus RTU | 14243 | 11501 |  |  |  | Corphosted | B8:27:EB:76:5C:3A | in-blr-ananta-hli-243 |  |  |  | 100.95.215.250 | 255.255.240.0 | None |  |  |  |  | Primary | BACnet,47808 | HLI-101 | Unicast | No | N/A | Gateway Device | Good | Eneffen | 10 | Yes |  | Landlord | Basebuilder System and connected on Gen Network | sauter_eygt103f001 | SAUTER-EYGT103F001
219 | Building Management System | HLI-244 | HLI-244 | SAUTER | EY-GT103F001 | Standard | IP (Wired GEN BOS-IoT) | HLI | 3 | 3M52 | HVACCP-294 |  | Active | Yes | IN-BLR-ANANTA-HLI-244_3 | uuid://b37a5bf2-13cd-4c14-9eef-8f331422e807 | {"asset":{"guid":"uuid://b37a5bf2-13cd-4c14-9eef-8f331422e807","site":"in-blr-ananta","name":"hli-244"}} | Eneffen |  |  | 2.23 | V3.4 | 7.8(r625) | BACnet IP, Modbus RTU | 14244 | 11501 |  |  |  | Corphosted | B8:27:EB:B0:A8:95 | in-blr-ananta-hli-244 |  |  |  | 100.95.215.139 | 255.255.240.0 | None |  |  |  |  | Primary | BACnet,47808 | HLI-2 | Unicast | No | N/A | Gateway Device | Good | Eneffen | 10 | Yes |  | Landlord | Basebuilder System and connected on Gen Network | sauter_eygt103f001 | SAUTER-EYGT103F001
220 | Building Management System | HLI-245 | HLI-245 | SAUTER | EY-GT103F001 | Standard | IP (Wired GEN BOS-IoT) | HLI | B3 | B3V08 | HVACCP-201 |  | Active | Yes | IN-BLR-ANANTA-HLI-245_B3 | uuid://e6b0e023-98df-4501-b91e-e8bec928dd8c | {"asset":{"guid":"uuid://e6b0e023-98df-4501-b91e-e8bec928dd8c","site":"in-blr-ananta","name":"hli-245"}} | Eneffen |  |  | 2.23 | V3.4 | 7.8(r625) | BACnet IP, Modbus RTU | 14245 | 11501 |  |  |  | Corphosted | B8:27:EB:81:DD:C8 | in-blr-ananta-hli-245 |  |  |  | 100.95.215.137 | 255.255.240.0 | None |  |  |  |  | Primary | BACnet,47808 | HLI-2 | Unicast | No | N/A | Gateway Device | Good | Eneffen | 10 | Yes |  | Landlord | Basebuilder System and connected on Gen Network | sauter_eygt103f001 | SAUTER-EYGT103F001
221 | Building Management System | HLI-246 | HLI-246 | SAUTER | EY-GT103F001 | Standard | IP (Wired GEN BOS-IoT) | HLI | G | GB14 | HVACCP-218 |  | Active | Yes | IN-BLR-ANANTA-HLI-246_G | uuid://40026ad6-4591-4e74-a69c-36472218e053 | {"asset":{"guid":"uuid://40026ad6-4591-4e74-a69c-36472218e053","site":"in-blr-ananta","name":"hli-246"}} | Eneffen |  |  | 2.23 | V3.4 | 7.8(r625) | BACnet IP, Modbus RTU | 14246 | 11501 |  |  |  | Corphosted | B8:27:EB:CE:18:87 | in-blr-ananta-hli-246 |  |  |  | 100.95.215.126 | 255.255.240.0 | None |  |  |  |  | Primary | BACnet,47808 | HLI-2 | Unicast | No | N/A | Gateway Device | Good | Eneffen | 10 | Yes |  | Landlord | Basebuilder System and connected on Gen Network | sauter_eygt103f001 | SAUTER-EYGT103F001
222 | Building Management System | DDC-1 | DDC-1 | ALC | G5CE | Standard | IP (Wired GEN BOS-IoT) | DDC | B3 | B3V08 | HVACCP-1 | RT644001KQ | Active | Yes | IN-BLR-ANANTA-DDC-1_B3 | uuid://51c49cec-d6e4-4f24-9380-e7ba6294f3ac | {"asset":{"guid":"uuid://51c49cec-d6e4-4f24-9380-e7ba6294f3ac","site":"in-blr-ananta","name":"ddc-1"}} | Chubb |  |  | drv_gen5_108-04-20088 | 107.06.2102 | 108.04.20167 | BACnet IP, MQTT | 11002 | 11501 |  |  |  | Corphosted | 00:E0:C9:28:D1:75 | in-blr-ananta-ddc-1 |  |  |  | 100.95.214.23 | 255.255.240.0 | None |  |  |  |  | Primary | BACnet,47808 | HMI-1 | Broadcast | Yes | N/A | Gateway Device | Excellent | Chubb | 10 | Yes |  | WS/Facilities |  | alc_g5ce | ALC-G5CE
223 | Building Management System | HLI-1 | HLI-1 | ALC | OFHI | Standard | IP (Wired GEN BOS-IoT) | HLI | B3 | B3V08 | HVACCP-1 | RT64400C9Q | Active | Yes | IN-BLR-ANANTA-HLI-1_B3 | uuid://def104f6-06b9-4dc9-9b05-7c8628796e3b | {"asset":{"guid":"uuid://def104f6-06b9-4dc9-9b05-7c8628796e3b","site":"in-blr-ananta","name":"hli-1"}} | Chubb |  |  | drv_gen5_108-04-20088 | 107.06.2102 | 108.04.20167 | BACnet IP, MQTT | 11003 | 11501 |  |  |  | Corphosted | 00:E0:C9:28:E3:AB | in-blr-ananta-hli-1 |  |  |  | 100.95.213.249 | 255.255.240.0 | None |  |  |  |  | Primary | BACnet,47808 | HMI-1 | Broadcast | Yes | N/A | Gateway Device | Excellent | Chubb | 10 | Yes |  | WS/Facilities |  | alc_ofhi | ALC-OFHI
224 | Building Management System | DDC-2 | DDC-2 | ALC | G5CE | Standard | IP (Wired GEN BOS-IoT) | DDC | B3 | B3V08 | HVACCP-2 | RT6440023Q | Active | Yes | IN-BLR-ANANTA-DDC-2_B3 | uuid://1e221d6c-3e80-45d2-8d5a-0e7ca228219b | {"asset":{"guid":"uuid://1e221d6c-3e80-45d2-8d5a-0e7ca228219b","site":"in-blr-ananta","name":"ddc-2"}} | Chubb |  |  | drv_gen5_108-04-20088 | 107.06.2102 | 108.04.20167 | BACnet IP, MQTT | 11004 | 11501 |  |  |  | Corphosted | 00:E0:C9:28:D1:9B | in-blr-ananta-ddc-2 |  |  |  | 100.95.213.250 | 255.255.240.0 | None |  |  |  |  | Primary | BACnet,47808 | HMI-1 | Broadcast | Yes | N/A | Gateway Device | Excellent | Chubb | 10 | Yes |  | WS/Facilities |  | alc_g5ce | ALC-G5CE
225 | Building Management System | DDC-3 | DDC-3 | ALC | G5CE | Standard | IP (Wired GEN BOS-IoT) | DDC | B2 | B3V08 | HVACCP-3 | RT644000ZQ | Active | Yes | IN-BLR-ANANTA-DDC-3_B2 | uuid://95aa0c33-7283-44d9-9bcf-69b6fc035bba | {"asset":{"guid":"uuid://95aa0c33-7283-44d9-9bcf-69b6fc035bba","site":"in-blr-ananta","name":"ddc-3"}} | Chubb |  |  | drv_gen5_108-04-20088 | 107.06.2102 | 108.04.20167 | BACnet IP, MQTT | 11005 | 11501 |  |  |  | Corphosted | 00:E0:C9:28:D1:4B | in-blr-ananta-ddc-3 |  |  |  | 100.95.213.203 | 255.255.240.0 | None |  |  |  |  | Primary | BACnet,47808 | HMI-1 | Broadcast | Yes | N/A | Gateway Device | Excellent | Chubb | 10 | Yes |  | WS/Facilities | Service Port is required Trouble Shooting & Maintenace .Service Port is not Physically Blocked. Service Port access is protected Via Password | alc_g5ce | ALC-G5CE
226 | Building Management System | DDC-4 | DDC-4 | ALC | G5CE | Standard | IP (Wired GEN BOS-IoT) | DDC | B2 | B209 | HVACCP-4 | RT64300RCQ | Active | Yes | IN-BLR-ANANTA-DDC-4_B2 | uuid://742c604b-212c-449a-83cf-7ff8324721cd | {"asset":{"guid":"uuid://742c604b-212c-449a-83cf-7ff8324721cd","site":"in-blr-ananta","name":"ddc-4"}} | Chubb |  |  | drv_gen5_108-04-20088 | 107.06.2102 | 108.04.20167 | BACnet IP, MQTT | 11006 | 11501 |  |  |  | Corphosted | 00:E0:C9:28:C9:B2 | in-blr-ananta-ddc-4 |  |  |  | 100.95.213.217 | 255.255.240.0 | None |  |  |  |  | Primary | BACnet,47808 | HMI-1 | Broadcast | Yes | N/A | Gateway Device | Excellent | Chubb | 10 | Yes |  | WS/Facilities |  | alc_g5ce | ALC-G5CE
227 | Building Management System | HLI-2 | HLI-2 | ALC | OFHI | Standard | IP (Wired GEN BOS-IoT) | HLI | B2 | B209 | HVACCP-4 | RT64400D4Q | Active | Yes | IN-BLR-ANANTA-HLI-2_B2 | uuid://45634714-3ddf-45d9-8f49-2f1424e2e7ab | {"asset":{"guid":"uuid://45634714-3ddf-45d9-8f49-2f1424e2e7ab","site":"in-blr-ananta","name":"hli-2"}} | Chubb |  |  | drv_gen5_108-04-20088 | 107.06.2102 | 108.04.20167 | BACnet IP, MQTT | 11007 | 11501 |  |  |  | Corphosted | 00:E0:C9:28:E3:E9 | in-blr-ananta-hli-2 |  |  |  | 100.95.214.14 | 255.255.240.0 | None |  |  |  |  | Primary | BACnet,47808 | HMI-1 | Broadcast | Yes | N/A | Gateway Device | Excellent | Chubb | 10 | Yes |  | WS/Facilities |  | alc_ofhi | ALC-OFHI
228 | Building Management System | DDC-5 | DDC-5 | ALC | G5CE | Standard | IP (Wired GEN BOS-IoT) | DDC | B1 | B117 | HVACCP-5 | RT64300I0Q | Active | Yes | IN-BLR-ANANTA-DDC-5_B1 | uuid://9362b2a4-4380-4c83-b8a4-718b1c383b48 | {"asset":{"guid":"uuid://9362b2a4-4380-4c83-b8a4-718b1c383b48","site":"in-blr-ananta","name":"ddc-5"}} | Chubb |  |  | drv_gen5_108-04-20088 | 107.06.2102 | 108.04.20167 | BACnet IP, MQTT | 11008 | 11501 |  |  |  | Corphosted | 00:E0:C9:28:BE:84 | in-blr-ananta-ddc-5 |  |  |  | 100.95.214.9 | 255.255.240.0 | None |  |  |  |  | Primary | BACnet,47808 | HMI-1 | Broadcast | Yes | N/A | Gateway Device | Excellent | Chubb | 10 | Yes |  | WS/Facilities |  | alc_g5ce | ALC-G5CE
229 | Building Management System | DDC-6 | DDC-6 | ALC | G5CE | Standard | IP (Wired GEN BOS-IoT) | DDC | B1 | B10103 | HVACCP-6 | RT64300GRQ | Active | Yes | IN-BLR-ANANTA-DDC-6_B1 | uuid://49aa2228-b241-4b6c-92f4-e79464e302a6 | {"asset":{"guid":"uuid://49aa2228-b241-4b6c-92f4-e79464e302a6","site":"in-blr-ananta","name":"ddc-6"}} | Chubb |  |  | drv_gen5_108-04-20088 | 107.06.2102 | 108.04.20167 | BACnet IP, MQTT | 11009 | 11501 |  |  |  | Corphosted | 00:E0:C9:28:BE:2A | in-blr-ananta-ddc-6 |  |  |  | 100.95.213.245 | 255.255.240.0 | None |  |  |  |  | Primary | BACnet,47808 | HMI-1 | Broadcast | Yes | N/A | Gateway Device | Excellent | Chubb | 10 | Yes |  | WS/Facilities |  | alc_g5ce | ALC-G5CE
230 | Building Management System | HLI-3 | HLI-3 | ALC | OFHI | Standard | IP (Wired GEN BOS-IoT) | HLI | B1 | B10103 | HVACCP-6 | RT644006WQ | Active | Yes | IN-BLR-ANANTA-HLI-3_B1 | uuid://bc5abfbc-5a71-4697-b481-36ec546ea2ff | {"asset":{"guid":"uuid://bc5abfbc-5a71-4697-b481-36ec546ea2ff","site":"in-blr-ananta","name":"hli-3"}} | Chubb |  |  | drv_gen5_108-04-20088 | 107.06.2102 | 108.04.20167 | BACnet IP, MQTT | 11010 | 11501 |  |  |  | Corphosted | 00:E0:C9:28:DA:D1 | in-blr-ananta-hli-3 |  |  |  | 100.95.214.32 | 255.255.240.0 | None |  |  |  |  | Primary | BACnet,47808 | HMI-1 | Broadcast | Yes | N/A | Gateway Device | Excellent | Chubb | 10 | Yes |  | WS/Facilities |  | alc_ofhi | ALC-OFHI
231 | Building Management System | HLI-4 | HLI-4 | ALC | OFHI | Standard | IP (Wired GEN BOS-IoT) | HLI | B1 | B10103 | HVACCP-6 | RT64400CCQ | Active | Yes | IN-BLR-ANANTA-HLI-4_B1 | uuid://3da34e01-064a-428f-9f52-e6c3dc824776 | {"asset":{"guid":"uuid://3da34e01-064a-428f-9f52-e6c3dc824776","site":"in-blr-ananta","name":"hli-4"}} | Chubb |  |  | drv_gen5_108-04-20088 | 107.06.2102 | 108.04.20167 | BACnet IP, MQTT | 11011 | 11501 |  |  |  | Corphosted | 00:E0:C9:28:E3:B1 | in-blr-ananta-hli-4 |  |  |  | 100.95.213.243 | 255.255.240.0 | None |  |  |  |  | Primary | BACnet,47808 | HMI-1 | Broadcast | Yes | N/A | Gateway Device | Excellent | Chubb | 10 | Yes |  | WS/Facilities |  | alc_ofhi | ALC-OFHI
232 | Building Management System | DDC-7 | DDC-7 | ALC | G5CE | Standard | IP (Wired GEN BOS-IoT) | DDC | G | G63 | HVACCP-7 | RT644008EQ | Active | Yes | IN-BLR-ANANTA-DDC-7_G | uuid://2cc10227-4bab-4aa3-af77-bcf405aeb8a1 | {"asset":{"guid":"uuid://2cc10227-4bab-4aa3-af77-bcf405aeb8a1","site":"in-blr-ananta","name":"ddc-7"}} | Chubb |  |  | drv_gen5_108-04-20088 | 107.06.2102 | 108.04.20167 | BACnet IP, MQTT | 11012 | 11501 |  |  |  | Corphosted | 00:E0:C9:28:DB:3D | in-blr-ananta-ddc-7 |  |  |  | 100.95.213.253 | 255.255.240.0 | None |  |  |  |  | Primary | BACnet,47808 | HMI-1 | Broadcast | Yes | N/A | Gateway Device | Excellent | Chubb | 10 | Yes |  | WS/Facilities |  | alc_g5ce | ALC-G5CE
233 | Building Management System | HLI-5 | HLI-5 | ALC | OFHI | Standard | IP (Wired GEN BOS-IoT) | HLI | G | G63 | HVACCP-7 | RT644007HQ | Active | Yes | IN-BLR-ANANTA-HLI-5_G | uuid://ed8d0e68-9cf7-4f34-9a5a-e1b03acb91a0 | {"asset":{"guid":"uuid://ed8d0e68-9cf7-4f34-9a5a-e1b03acb91a0","site":"in-blr-ananta","name":"hli-5"}} | Chubb |  |  | drv_gen5_108-04-20088 | 107.06.2102 | 108.04.20167 | BACnet IP, MQTT | 11013 | 11501 |  |  |  | Corphosted | 00:E0:C9:28:DA:FB | in-blr-ananta-hli-5 |  |  |  | 100.95.213.229 | 255.255.240.0 | None |  |  |  |  | Primary | BACnet,47808 | HMI-1 | Broadcast | Yes | N/A | Gateway Device | Excellent | Chubb | 10 | Yes |  | WS/Facilities |  | alc_ofhi | ALC-OFHI
234 | Building Management System | DDC-8 | DDC-8 | ALC | G5CE | Standard | IP (Wired GEN BOS-IoT) | DDC | G | GI46 | HVACCP-8 | RT64400AJQ | Active | Yes | IN-BLR-ANANTA-DDC-8_G | uuid://a369a9a0-4d32-4dad-b03d-b46b21de830b | {"asset":{"guid":"uuid://a369a9a0-4d32-4dad-b03d-b46b21de830b","site":"in-blr-ananta","name":"ddc-8"}} | Chubb |  |  | drv_gen5_108-04-20088 | 107.06.2102 | 108.04.20167 | BACnet IP, MQTT | 11014 | 11501 |  |  |  | Corphosted | 00:E0:C9:28:E3:2F | in-blr-ananta-ddc-8 |  |  |  | 100.95.214.34 | 255.255.240.0 | None |  |  |  |  | Primary | BACnet,47808 | HMI-1 | Broadcast | Yes | N/A | Gateway Device | Excellent | Chubb | 10 | Yes |  | WS/Facilities |  | alc_g5ce | ALC-G5CE
235 | Building Management System | HLI-6 | HLI-6 | ALC | G5CE | Standard | IP (Wired GEN BOS-IoT) | HLI | G | CG55 | HVACCP-9 | RT644004MQ | Active | Yes | IN-BLR-ANANTA-HLI-6_G | uuid://36e3d4c8-69e3-42f1-9e66-c34b66d8785c | {"asset":{"guid":"uuid://36e3d4c8-69e3-42f1-9e66-c34b66d8785c","site":"in-blr-ananta","name":"hli-6"}} | Chubb |  |  | drv_gen5_108-04-20088 | 107.06.2102 | 108.04.20167 | BACnet IP, MQTT | 11015 | 11501 |  |  |  | Corphosted | 00:E0:C9:28:DA:2D | in-blr-ananta-hli-6 |  |  |  | 100.95.214.30 | 255.255.240.0 | None |  |  |  |  | Primary | BACnet,47808 | HMI-1 | Broadcast | Yes | N/A | Gateway Device | Excellent | Chubb | 10 | Yes |  | WS/Facilities |  | alc_g5ce | ALC-G5CE
236 | Building Management System | DDC-9 | DDC-9 | ALC | G5CE | Standard | IP (Wired GEN BOS-IoT) | DDC | G | GA7 | HVACCP-10 | RT644003YQ | Active | Yes | IN-BLR-ANANTA-DDC-9_G | uuid://5e374706-90b7-4495-b9d1-36bca034ce5f | {"asset":{"guid":"uuid://5e374706-90b7-4495-b9d1-36bca034ce5f","site":"in-blr-ananta","name":"ddc-9"}} | Chubb |  |  | drv_gen5_108-04-20088 | 107.06.2102 | 108.04.20167 | BACnet IP, MQTT | 11016 | 11501 |  |  |  | Corphosted | 00:E0:C9:28:D2:21 | in-blr-ananta-ddc-9 |  |  |  | 100.95.213.207 | 255.255.240.0 | None |  |  |  |  | Primary | BACnet,47808 | HMI-1 | Broadcast | Yes | N/A | Gateway Device | Excellent | Chubb | 10 | Yes |  | WS/Facilities |  | alc_g5ce | ALC-G5CE
237 | Building Management System | HLI-7 | HLI-7 | ALC | OFHI | Standard | IP (Wired GEN BOS-IoT) | HLI | G | GA7 | HVACCP-10 | RT644006BQ | Active | Yes | IN-BLR-ANANTA-HLI-7_G | uuid://d7600d39-34a8-43ac-ab3a-674d405c1b30 | {"asset":{"guid":"uuid://d7600d39-34a8-43ac-ab3a-674d405c1b30","site":"in-blr-ananta","name":"hli-7"}} | Chubb |  |  | drv_gen5_108-04-20088 | 107.06.2102 | 108.04.20167 | BACnet IP, MQTT | 11017 | 11501 |  |  |  | Corphosted | 00:E0:C9:28:DA:A7 | in-blr-ananta-hli-7 |  |  |  | 100.95.213.159 | 255.255.240.0 | None |  |  |  |  | Primary | BACnet,47808 | HMI-1 | Broadcast | Yes | N/A | Gateway Device | Excellent | Chubb | 10 | Yes |  | WS/Facilities |  | alc_ofhi | ALC-OFHI
238 | Building Management System | DDC-10 | DDC-10 | ALC | G5CE | Standard | IP (Wired GEN BOS-IoT) | DDC | G | GI46 | HVACCP-11 | RT64400ALQ | Active | Yes | IN-BLR-ANANTA-DDC-10_G | uuid://2d6d81c5-79c2-48aa-afcd-478a0fa588ca | {"asset":{"guid":"uuid://2d6d81c5-79c2-48aa-afcd-478a0fa588ca","site":"in-blr-ananta","name":"ddc-10"}} | Chubb |  |  | drv_gen5_108-04-20088 | 107.06.2102 | 108.04.20167 | BACnet IP, MQTT | 11018 | 11501 |  |  |  | Corphosted | 00:E0:C9:28:E3:33 | in-blr-ananta-ddc-10 |  |  |  | 100.95.213.227 | 255.255.240.0 | None |  |  |  |  | Primary | BACnet,47808 | HMI-1 | Broadcast | Yes | N/A | Gateway Device | Excellent | Chubb | 10 | Yes |  | WS/Facilities |  | alc_g5ce | ALC-G5CE
239 | Building Management System | HLI-8 | HLI-8 | ALC | OFHI | Standard | IP (Wired GEN BOS-IoT) | HLI | G | GI46 | HVACCP-12 | RT644007GQ | Active | Yes | IN-BLR-ANANTA-HLI-8_G | uuid://76ae41ea-158e-437f-b686-b8662d9b050b | {"asset":{"guid":"uuid://76ae41ea-158e-437f-b686-b8662d9b050b","site":"in-blr-ananta","name":"hli-8"}} | Chubb |  |  | drv_gen5_108-04-20088 | 107.06.2102 | 108.04.20167 | BACnet IP, MQTT | 11019 | 11501 |  |  |  | Corphosted | 00:E0:C9:28:DA:F9 | in-blr-ananta-hli-8 |  |  |  | 100.95.214.41 | 255.255.240.0 | None |  |  |  |  | Primary | BACnet,47808 | HMI-1 | Broadcast | Yes | N/A | Gateway Device | Excellent | Chubb | 10 | Yes |  | WS/Facilities |  | alc_ofhi | ALC-OFHI
240 | Building Management System | HLI-9 | HLI-9 | ALC | OFHI | Standard | IP (Wired GEN BOS-IoT) | HLI | G | GI46 | HVACCP-12 | RT6440094Q | Active | Yes | IN-BLR-ANANTA-HLI-9_G | uuid://eb1828db-5fe0-4942-802b-2ac174d1a3b8 | {"asset":{"guid":"uuid://eb1828db-5fe0-4942-802b-2ac174d1a3b8","site":"in-blr-ananta","name":"hli-9"}} | Chubb |  |  | drv_gen5_108-04-20088 | 107.06.2102 | 108.04.20167 | BACnet IP, MQTT | 11020 | 11501 |  |  |  | Corphosted | 00:E0:C9:28:DB:71 | in-blr-ananta-hli-9 |  |  |  | 100.95.214.27 | 255.255.240.0 | None |  |  |  |  | Primary | BACnet,47808 | HMI-1 | Broadcast | Yes | N/A | Gateway Device | Excellent | Chubb | 10 | Yes |  | WS/Facilities |  | alc_ofhi | ALC-OFHI
241 | Building Management System | HLI-10 | HLI-10 | ALC | OFHI | Standard | IP (Wired GEN BOS-IoT) | HLI | G | GI46 | HVACCP-13 | RT644005VQ | Active | Yes | IN-BLR-ANANTA-HLI-10_G | uuid://e60a22fc-fce1-4399-8ea4-3e1d5197e0d8 | {"asset":{"guid":"uuid://e60a22fc-fce1-4399-8ea4-3e1d5197e0d8","site":"in-blr-ananta","name":"hli-10"}} | Chubb |  |  | drv_gen5_108-04-20088 | 107.06.2102 | 108.04.20167 | BACnet IP, MQTT | 11021 | 11501 |  |  |  | Corphosted | 00:E0:C9:28:DA:87 | in-blr-ananta-hli-10 |  |  |  | 100.95.214.3 | 255.255.240.0 | None |  |  |  |  | Primary | BACnet,47808 | HMI-1 | Broadcast | Yes | N/A | Gateway Device | Excellent | Chubb | 10 | Yes |  | WS/Facilities |  | alc_ofhi | ALC-OFHI
242 | Building Management System | DDC-11 | DDC-11 | ALC | G5CE | Standard | IP (Wired GEN BOS-IoT) | DDC | G | GI46 | HVACCP-14 | RT64300LUQ | Active | Yes | IN-BLR-ANANTA-DDC-11_G | uuid://aa49282d-e36b-4a81-84cf-e096c56caa6c | {"asset":{"guid":"uuid://aa49282d-e36b-4a81-84cf-e096c56caa6c","site":"in-blr-ananta","name":"ddc-11"}} | Chubb |  |  | drv_gen5_108-04-20088 | 107.06.2102 | 108.04.20167 | BACnet IP, MQTT | 11022 | 11501 |  |  |  | Corphosted | 00:E0:C9:28:C8:26 | in-blr-ananta-ddc-11 |  |  |  | 100.95.214.47 | 255.255.240.0 | None |  |  |  |  | Primary | BACnet,47808 | HMI-1 | Broadcast | Yes | N/A | Gateway Device | Excellent | Chubb | 10 | Yes |  | WS/Facilities |  | alc_g5ce | ALC-G5CE
243 | Building Management System | HLI-11 | HLI-11 | ALC | OFHI | Standard | IP (Wired GEN BOS-IoT) | HLI | G | GI46 | HVACCP-14 | RT644008SQ | Active | Yes | IN-BLR-ANANTA-HLI-11_G | uuid://f1fca8dc-a63e-481d-bed2-446f204bf0ea | {"asset":{"guid":"uuid://f1fca8dc-a63e-481d-bed2-446f204bf0ea","site":"in-blr-ananta","name":"hli-11"}} | Chubb |  |  | drv_gen5_108-04-20088 | 107.06.2102 | 108.04.20167 | BACnet IP, MQTT | 11023 | 11501 |  |  |  | Corphosted | 00:E0:C9:28:DB:59 | in-blr-ananta-hli-11 |  |  |  | 100.95.213.246 | 255.255.240.0 | None |  |  |  |  | Primary | BACnet,47808 | HMI-1 | Broadcast | Yes | N/A | Gateway Device | Excellent | Chubb | 10 | Yes |  | WS/Facilities |  | alc_ofhi | ALC-OFHI
244 | Building Management System | DDC-12 | DDC-12 | ALC | G5CE | Standard | IP (Wired GEN BOS-IoT) | DDC | 1 | 163 | HVACCP-15 | RT6440033Q | Active | Yes | IN-BLR-ANANTA-DDC-12_1 | uuid://e6006b4e-bb5d-4d3c-856e-800ae48ad25e | {"asset":{"guid":"uuid://e6006b4e-bb5d-4d3c-856e-800ae48ad25e","site":"in-blr-ananta","name":"ddc-12"}} | Chubb |  |  | drv_gen5_108-04-20088 | 107.06.2102 | 108.04.20167 | BACnet IP, MQTT | 11024 | 11501 |  |  |  | Corphosted | 00:E0:C9:28:D1:E3 | in-blr-ananta-ddc-12 |  |  |  | 100.95.214.31 | 255.255.240.0 | None |  |  |  |  | Primary | BACnet,47808 | HMI-1 | Broadcast | Yes | N/A | Gateway Device | Excellent | Chubb | 10 | Yes |  | WS/Facilities |  | alc_g5ce | ALC-G5CE
245 | Building Management System | HLI-12 | HLI-12 | ALC | G5CE | Standard | IP (Wired GEN BOS-IoT) | HLI | 1 | 163 | HVACCP-15 | RT6440003Q | Active | Yes | IN-BLR-ANANTA-HLI-12_1 | uuid://e2181e30-6c34-403a-af4e-95f4a48b705e | {"asset":{"guid":"uuid://e2181e30-6c34-403a-af4e-95f4a48b705e","site":"in-blr-ananta","name":"hli-12"}} | Chubb |  |  | drv_gen5_108-04-20088 | 107.06.2102 | 108.04.20167 | BACnet IP, MQTT | 11025 | 11501 |  |  |  | Corphosted | 00:E0:C9:28:D1:0B | in-blr-ananta-hli-12 |  |  |  | 100.95.214.45 | 255.255.240.0 | None |  |  |  |  | Primary | BACnet,47808 | HMI-1 | Broadcast | Yes | N/A | Gateway Device | Excellent | Chubb | 10 | Yes |  | WS/Facilities |  | alc_g5ce | ALC-G5CE
246 | Building Management System | DDC-13 | DDC-13 | ALC | G5CE | Standard | IP (Wired GEN BOS-IoT) | DDC | 1 | 1C44 | HVACCP-16 | RT644001HQ | Active | Yes | IN-BLR-ANANTA-DDC-13_1 | uuid://ee9666b4-a40e-4555-afff-44a07ebb1b75 | {"asset":{"guid":"uuid://ee9666b4-a40e-4555-afff-44a07ebb1b75","site":"in-blr-ananta","name":"ddc-13"}} | Chubb |  |  | drv_gen5_108-04-20088 | 107.06.2102 | 108.04.20167 | BACnet IP, MQTT | 11026 | 11501 |  |  |  | Corphosted | 00:E0:C9:28:D1:6F | in-blr-ananta-ddc-13 |  |  |  | 100.95.214.58 | 255.255.240.0 | None |  |  |  |  | Primary | BACnet,47808 | HMI-1 | Broadcast | Yes | N/A | Gateway Device | Excellent | Chubb | 10 | Yes |  | WS/Facilities |  | alc_g5ce | ALC-G5CE
247 | Building Management System | HLI-13 | HLI-13 | ALC | OFHI | Standard | IP (Wired GEN BOS-IoT) | HLI | 1 | 1C44 | HVACCP-16 | RT6440070Q | Active | Yes | IN-BLR-ANANTA-HLI-13_1 | uuid://1ff37f04-8dd0-4489-a389-5e00e2081a2f | {"asset":{"guid":"uuid://1ff37f04-8dd0-4489-a389-5e00e2081a2f","site":"in-blr-ananta","name":"hli-13"}} | Chubb |  |  | drv_gen5_108-04-20088 | 107.06.2102 | 108.04.20167 | BACnet IP, MQTT | 11027 | 11501 |  |  |  | Corphosted | 00:E0:C9:28:DA:D9 | in-blr-ananta-hli-13 |  |  |  | 100.95.213.223 | 255.255.240.0 | None |  |  |  |  | Primary | BACnet,47808 | HMI-1 | Broadcast | Yes | N/A | Gateway Device | Excellent | Chubb | 10 | Yes |  | WS/Facilities |  | alc_ofhi | ALC-OFHI
248 | Building Management System | DDC-14 | DDC-14 | ALC | G5CE | Standard | IP (Wired GEN BOS-IoT) | DDC | 1 | 1D96 | HVACCP-17 | RT644002DQ | Active | Yes | IN-BLR-ANANTA-DDC-14_1 | uuid://1fa8f639-38a3-4909-b783-0bbc06195db0 | {"asset":{"guid":"uuid://1fa8f639-38a3-4909-b783-0bbc06195db0","site":"in-blr-ananta","name":"ddc-14"}} | Chubb |  |  | drv_gen5_108-04-20088 | 107.06.2102 | 108.04.20167 | BACnet IP, MQTT | 11028 | 11501 |  |  |  | Corphosted | 00:E0:C9:28:D1:AF | in-blr-ananta-ddc-14 |  |  |  | 100.95.214.49 | 255.255.240.0 | None |  |  |  |  | Primary | BACnet,47808 | HMI-1 | Broadcast | Yes | N/A | Gateway Device | Excellent | Chubb | 10 | Yes |  | WS/Facilities |  | alc_g5ce | ALC-G5CE
249 | Building Management System | HLI-14 | HLI-14 | ALC | G5CE | Standard | IP (Wired GEN BOS-IoT) | HLI | 1 | 1D96 | HVACCP-17 | RT64400NPQ | Active | Yes | IN-BLR-ANANTA-HLI-14_1 | uuid://9e6f1139-7905-40ef-922a-58a991e7671e | {"asset":{"guid":"uuid://9e6f1139-7905-40ef-922a-58a991e7671e","site":"in-blr-ananta","name":"hli-14"}} | Chubb |  |  | drv_gen5_108-04-20088 | 107.06.2102 | 108.04.20167 | BACnet IP, MQTT | 11029 | 11501 |  |  |  | Corphosted | 00:E0:C9:28:C8:AC | in-blr-ananta-hli-14 |  |  |  | 100.95.214.26 | 255.255.240.0 | None |  |  |  |  | Primary | BACnet,47808 | HMI-1 | Broadcast | Yes | N/A | Gateway Device | Excellent | Chubb | 10 | Yes |  | WS/Facilities |  | alc_g5ce | ALC-G5CE
250 | Building Management System | DDC-15 | DDC-15 | ALC | G5CE | Standard | IP (Wired GEN BOS-IoT) | DDC | 1 | 163 | HVACCP-18 | RT644004KQ | Active | Yes | IN-BLR-ANANTA-DDC-15_1 | uuid://cc96e61b-1305-4586-8e5c-59a3e4820e72 | {"asset":{"guid":"uuid://cc96e61b-1305-4586-8e5c-59a3e4820e72","site":"in-blr-ananta","name":"ddc-15"}} | Chubb |  |  | drv_gen5_108-04-20088 | 107.06.2102 | 108.04.20167 | BACnet IP, MQTT | 11030 | 11501 |  |  |  | Corphosted | 00:E0:C9:28:D2:4D | in-blr-ananta-ddc-15 |  |  |  | 100.95.213.240 | 255.255.240.0 | None |  |  |  |  | Primary | BACnet,47808 | HMI-1 | Broadcast | Yes | N/A | Gateway Device | Excellent | Chubb | 10 | Yes |  | WS/Facilities |  | alc_g5ce | ALC-G5CE
251 | Building Management System | HLI-15 | HLI-15 | ALC | G5CE | Standard | IP (Wired GEN BOS-IoT) | HLI | 1 | 163 | HVACCP-18 | RT6440017Q | Active | Yes | IN-BLR-ANANTA-HLI-15_1 | uuid://923d8cba-5723-429e-9e55-44e6a3193bd5 | {"asset":{"guid":"uuid://923d8cba-5723-429e-9e55-44e6a3193bd5","site":"in-blr-ananta","name":"hli-15"}} | Chubb |  |  | drv_gen5_108-04-20088 | 107.06.2102 | 108.04.20167 | BACnet IP, MQTT | 11031 | 11501 |  |  |  | Corphosted | 00:E0:C9:28:D1:5B | in-blr-ananta-hli-15 |  |  |  | 100.95.214.6 | 255.255.240.0 | None |  |  |  |  | Primary | BACnet,47808 | HMI-1 | Broadcast | Yes | N/A | Gateway Device | Excellent | Chubb | 10 | Yes |  | WS/Facilities |  | alc_g5ce | ALC-G5CE
252 | Building Management System | DDC-16 | DDC-16 | ALC | G5CE | Standard | IP (Wired GEN BOS-IoT) | DDC | 1 | 1A31 | HVACCP-19 | RT64400DNQ | Active | Yes | IN-BLR-ANANTA-DDC-16_1 | uuid://8e421482-9312-484e-874a-f1ecac97019d | {"asset":{"guid":"uuid://8e421482-9312-484e-874a-f1ecac97019d","site":"in-blr-ananta","name":"ddc-16"}} | Chubb |  |  | drv_gen5_108-04-20088 | 107.06.2102 | 108.04.20167 | BACnet IP, MQTT | 11032 | 11501 |  |  |  | Corphosted | 00:E0:C9:28:E4:0F | in-blr-ananta-ddc-16 |  |  |  | 100.95.214.76 | 255.255.240.0 | None |  |  |  |  | Primary | BACnet,47808 | HMI-1 | Broadcast | Yes | N/A | Gateway Device | Excellent | Chubb | 10 | Yes |  | WS/Facilities |  | alc_g5ce | ALC-G5CE
253 | Building Management System | HLI-16 | HLI-16 | ALC | G5CE | Standard | IP (Wired GEN BOS-IoT) | HLI | 1 | 1A31 | HVACCP-19 | RT644005FQ | Active | Yes | IN-BLR-ANANTA-HLI-16_1 | uuid://90524b35-fb52-4c89-b09d-701072d83075 | {"asset":{"guid":"uuid://90524b35-fb52-4c89-b09d-701072d83075","site":"in-blr-ananta","name":"hli-16"}} | Chubb |  |  | drv_gen5_108-04-20088 | 107.06.2102 | 108.04.20167 | BACnet IP, MQTT | 11033 | 11501 |  |  |  | Corphosted | 00:E0:C9:28:DA:67 | in-blr-ananta-hli-16 |  |  |  | 100.95.214.48 | 255.255.240.0 | None |  |  |  |  | Primary | BACnet,47808 | HMI-1 | Broadcast | Yes | N/A | Gateway Device | Excellent | Chubb | 10 | Yes |  | WS/Facilities |  | alc_g5ce | ALC-G5CE
254 | Building Management System | DDC-17 | DDC-17 | ALC | G5CE | Standard | IP (Wired GEN BOS-IoT) | DDC | 1 | 1B27 | HVACCP-20 | RT64400CMQ | Active | Yes | IN-BLR-ANANTA-DDC-17_1 | uuid://9f6b0878-9f2a-4799-89c1-7694758f55de | {"asset":{"guid":"uuid://9f6b0878-9f2a-4799-89c1-7694758f55de","site":"in-blr-ananta","name":"ddc-17"}} | Chubb |  |  | drv_gen5_108-04-20088 | 107.06.2102 | 108.04.20167 | BACnet IP, MQTT | 11034 | 11501 |  |  |  | Corphosted | 00:E0:C9:28:E3:C5 | in-blr-ananta-ddc-17 |  |  |  | 100.95.214.54 | 255.255.240.0 | None |  |  |  |  | Primary | BACnet,47808 | HMI-1 | Broadcast | Yes | N/A | Gateway Device | Excellent | Chubb | 10 | Yes |  | WS/Facilities |  | alc_g5ce | ALC-G5CE
255 | Building Management System | HLI-17 | HLI-17 | ALC | G5CE | Standard | IP (Wired GEN BOS-IoT) | HLI | 1 | 1B27 | HVACCP-20 | RT64400DEQ | Active | Yes | IN-BLR-ANANTA-HLI-17_1 | uuid://8b21b21e-f1a5-441e-a21a-0beab4b52da8 | {"asset":{"guid":"uuid://8b21b21e-f1a5-441e-a21a-0beab4b52da8","site":"in-blr-ananta","name":"hli-17"}} | Chubb |  |  | drv_gen5_108-04-20088 | 107.06.2102 | 108.04.20167 | BACnet IP, MQTT | 11035 | 11501 |  |  |  | Corphosted | 00:E0:C9:28:E3:FD | in-blr-ananta-hli-17 |  |  |  | 100.95.214.69 | 255.255.240.0 | None |  |  |  |  | Primary | BACnet,47808 | HMI-1 | Broadcast | Yes | N/A | Gateway Device | Excellent | Chubb | 10 | Yes |  | WS/Facilities |  | alc_g5ce | ALC-G5CE
256 | Building Management System | DDC-18 | DDC-18 | ALC | G5CE | Standard | IP (Wired GEN BOS-IoT) | DDC | 2 | 263 | HVACCP-21 | RT644008PQ | Active | Yes | IN-BLR-ANANTA-DDC-18_2 | uuid://ab66c648-683f-4572-a63f-9605da96056e | {"asset":{"guid":"uuid://ab66c648-683f-4572-a63f-9605da96056e","site":"in-blr-ananta","name":"ddc-18"}} | Chubb |  |  | drv_gen5_108-04-20088 | 107.06.2102 | 108.04.20167 | BACnet IP, MQTT | 11036 | 11501 |  |  |  | Corphosted | 00:E0:C9:28:DB:53 | in-blr-ananta-ddc-18 |  |  |  | 100.95.214.79 | 255.255.240.0 | None |  |  |  |  | Primary | BACnet,47808 | HMI-1 | Broadcast | Yes | N/A | Gateway Device | Excellent | Chubb | 10 | Yes |  | WS/Facilities |  | alc_g5ce | ALC-G5CE
257 | Building Management System | HLI-18 | HLI-18 | ALC | OFHI | Standard | IP (Wired GEN BOS-IoT) | HLI | 2 | 263 | HVACCP-21 | RT64300I1Q | Active | Yes | IN-BLR-ANANTA-HLI-18_2 | uuid://49c87636-ac93-4eb6-9a1f-28c68841dacc | {"asset":{"guid":"uuid://49c87636-ac93-4eb6-9a1f-28c68841dacc","site":"in-blr-ananta","name":"hli-18"}} | Chubb |  |  | drv_gen5_108-04-20088 | 107.06.2102 | 108.04.20167 | BACnet IP, MQTT | 11037 | 11501 |  |  |  | Corphosted | 00:E0:C9:28:BE:86 | in-blr-ananta-hli-18 |  |  |  | 100.95.214.90 | 255.255.240.0 | None |  |  |  |  | Primary | BACnet,47808 | HMI-1 | Broadcast | Yes | N/A | Gateway Device | Excellent | Chubb | 10 | Yes |  | WS/Facilities |  | alc_ofhi | ALC-OFHI
258 | Building Management System | DDC-19 | DDC-19 | ALC | G5CE | Standard | IP (Wired GEN BOS-IoT) | DDC | 2 | 219 | HVACCP-22 | RT64300PTQ | Active | Yes | IN-BLR-ANANTA-DDC-19_2 | uuid://354a889d-2234-48db-a58c-954ccdb38fa0 | {"asset":{"guid":"uuid://354a889d-2234-48db-a58c-954ccdb38fa0","site":"in-blr-ananta","name":"ddc-19"}} | Chubb |  |  | drv_gen5_108-04-20088 | 107.06.2102 | 108.04.20167 | BACnet IP, MQTT | 11038 | 11501 |  |  |  | Corphosted | 00:E0:C9:28:C9:44 | in-blr-ananta-ddc-19 |  |  |  | 100.95.214.94 | 255.255.240.0 | None |  |  |  |  | Primary | BACnet,47808 | HMI-1 | Broadcast | Yes | N/A | Gateway Device | Excellent | Chubb | 10 | Yes |  | WS/Facilities |  | alc_g5ce | ALC-G5CE
259 | Building Management System | HLI-19 | HLI-19 | ALC | G5CE | Standard | IP (Wired GEN BOS-IoT) | HLI | 2 | 219 | HVACCP-22 | RT64300L2Q | Active | Yes | IN-BLR-ANANTA-HLI-19_2 | uuid://12ce8a32-bd11-4141-80ad-d9c0adef9c50 | {"asset":{"guid":"uuid://12ce8a32-bd11-4141-80ad-d9c0adef9c50","site":"in-blr-ananta","name":"hli-19"}} | Chubb |  |  | drv_gen5_108-04-20088 | 107.06.2102 | 108.04.20167 | BACnet IP, MQTT | 11039 | 11501 |  |  |  | Corphosted | 00:E0:C9:28:BF:60 | in-blr-ananta-hli-19 |  |  |  | 100.95.214.71 | 255.255.240.0 | None |  |  |  |  | Primary | BACnet,47808 | HMI-1 | Broadcast | Yes | N/A | Gateway Device | Excellent | Chubb | 10 | Yes |  | WS/Facilities |  | alc_g5ce | ALC-G5CE
260 | Building Management System | DDC-20 | DDC-20 | ALC | G5CE | Standard | IP (Wired GEN BOS-IoT) | DDC | 2 | 248 | HVACCP-23 | RT64300I2Q | Active | Yes | IN-BLR-ANANTA-DDC-20_2 | uuid://601a4a95-97c8-40f4-9247-f5008feda534 | {"asset":{"guid":"uuid://601a4a95-97c8-40f4-9247-f5008feda534","site":"in-blr-ananta","name":"ddc-20"}} | Chubb |  |  | drv_gen5_108-04-20088 | 107.06.2102 | 108.04.20167 | BACnet IP, MQTT | 11040 | 11501 |  |  |  | Corphosted | 00:E0:C9:28:BE:88 | in-blr-ananta-ddc-20 |  |  |  | 100.95.214.61 | 255.255.240.0 | None |  |  |  |  | Primary | BACnet,47808 | HMI-1 | Broadcast | Yes | N/A | Gateway Device | Excellent | Chubb | 10 | Yes |  | WS/Facilities |  | alc_g5ce | ALC-G5CE
261 | Building Management System | HLI-20 | HLI-20 | ALC | G5CE | Standard | IP (Wired GEN BOS-IoT) | HLI | 2 | 248 | HVACCP-23 | RT64300PWQ | Active | Yes | IN-BLR-ANANTA-HLI-20_2 | uuid://87bd5a28-4ebd-4e1e-8c2f-9955d59e6db4 | {"asset":{"guid":"uuid://87bd5a28-4ebd-4e1e-8c2f-9955d59e6db4","site":"in-blr-ananta","name":"hli-20"}} | Chubb |  |  | drv_gen5_108-04-20088 | 107.06.2102 | 108.04.20167 | BACnet IP, MQTT | 11041 | 11501 |  |  |  | Corphosted | 00:E0:C9:28:C9:4A | in-blr-ananta-hli-20 |  |  |  | 100.95.214.66 | 255.255.240.0 | None |  |  |  |  | Primary | BACnet,47808 | HMI-1 | Broadcast | Yes | N/A | Gateway Device | Excellent | Chubb | 10 | Yes |  | WS/Facilities |  | alc_g5ce | ALC-G5CE
262 | Building Management System | DDC-21 | DDC-21 | ALC | G5CE | Standard | IP (Wired GEN BOS-IoT) | DDC | 2 | 275 | HVACCP-24 | RT644000JQ | Active | Yes | IN-BLR-ANANTA-DDC-21_2 | uuid://ecdaf36f-7e6d-494c-8f56-56d91011ef58 | {"asset":{"guid":"uuid://ecdaf36f-7e6d-494c-8f56-56d91011ef58","site":"in-blr-ananta","name":"ddc-21"}} | Chubb |  |  | drv_gen5_108-04-20088 | 107.06.2102 | 108.04.20167 | BACnet IP, MQTT | 11042 | 11501 |  |  |  | Corphosted | 00:E0:C9:28:D1:2B | in-blr-ananta-ddc-21 |  |  |  | 100.95.214.25 | 255.255.240.0 | None |  |  |  |  | Primary | BACnet,47808 | HMI-1 | Broadcast | Yes | N/A | Gateway Device | Excellent | Chubb | 10 | Yes |  | WS/Facilities |  | alc_g5ce | ALC-G5CE
263 | Building Management System | HLI-21 | HLI-21 | ALC | G5CE | Standard | IP (Wired GEN BOS-IoT) | HLI | 2 | 275 | HVACCP-24 | RT644000RQ | Active | Yes | IN-BLR-ANANTA-HLI-21_2 | uuid://e46d0036-abbb-4de0-b57b-9d7adc760bf3 | {"asset":{"guid":"uuid://e46d0036-abbb-4de0-b57b-9d7adc760bf3","site":"in-blr-ananta","name":"hli-21"}} | Chubb |  |  | drv_gen5_108-04-20088 | 107.06.2102 | 108.04.20167 | BACnet IP, MQTT | 11043 | 11501 |  |  |  | Corphosted | 00:E0:C9:28:C8:F8 | in-blr-ananta-hli-21 |  |  |  | 100.95.214.37 | 255.255.240.0 | None |  |  |  |  | Primary | BACnet,47808 | HMI-1 | Broadcast | Yes | N/A | Gateway Device | Excellent | Chubb | 10 | Yes |  | WS/Facilities |  | alc_g5ce | ALC-G5CE
264 | Building Management System | DDC-22 | DDC-22 | ALC | G5CE | Standard | IP (Wired GEN BOS-IoT) | DDC | 2 | 234 | HVACCP-25 | RT644000FQ | Active | Yes | IN-BLR-ANANTA-DDC-22_2 | uuid://13c33296-4f7d-49c9-99d8-e79ef116beb0 | {"asset":{"guid":"uuid://13c33296-4f7d-49c9-99d8-e79ef116beb0","site":"in-blr-ananta","name":"ddc-22"}} | Chubb |  |  | drv_gen5_108-04-20088 | 107.06.2102 | 108.04.20167 | BACnet IP, MQTT | 11044 | 11501 |  |  |  | Corphosted | 00:E0:C9:28:D1:23 | in-blr-ananta-ddc-22 |  |  |  | 100.95.214.56 | 255.255.240.0 | None |  |  |  |  | Primary | BACnet,47808 | HMI-1 | Broadcast | Yes | N/A | Gateway Device | Excellent | Chubb | 10 | Yes |  | WS/Facilities |  | alc_g5ce | ALC-G5CE
265 | Building Management System | HLI-22 | HLI-22 | ALC | OFHI | Standard | IP (Wired GEN BOS-IoT) | HLI | 2 | 234 | HVACCP-25 | RT6440074Q | Active | Yes | IN-BLR-ANANTA-HLI-22_2 | uuid://49629af4-53cf-4b9e-89af-9028b90df042 | {"asset":{"guid":"uuid://49629af4-53cf-4b9e-89af-9028b90df042","site":"in-blr-ananta","name":"hli-22"}} | Chubb |  |  | drv_gen5_108-04-20088 | 107.06.2102 | 108.04.20167 | BACnet IP, MQTT | 11045 | 11501 |  |  |  | Corphosted | 00:E0:C9:28:DA:E1 | in-blr-ananta-hli-22 |  |  |  | 100.95.214.46 | 255.255.240.0 | None |  |  |  |  | Primary | BACnet,47808 | HMI-1 | Broadcast | Yes | N/A | Gateway Device | Excellent | Chubb | 10 | Yes |  | WS/Facilities |  | alc_ofhi | ALC-OFHI
266 | Building Management System | DDC-23 | DDC-23 | ALC | G5CE | Standard | IP (Wired GEN BOS-IoT) | DDC | 2 | 233 | HVACCP-26 | RT644002PQ | Active | Yes | IN-BLR-ANANTA-DDC-23_2 | uuid://9b8c2fd0-abfc-431a-97a1-85abb353af3f | {"asset":{"guid":"uuid://9b8c2fd0-abfc-431a-97a1-85abb353af3f","site":"in-blr-ananta","name":"ddc-23"}} | Chubb |  |  | drv_gen5_108-04-20088 | 107.06.2102 | 108.04.20167 | BACnet IP, MQTT | 11046 | 11501 |  |  |  | Corphosted | 00:E0:C9:28:D1:C7 | in-blr-ananta-ddc-23 |  |  |  | 100.95.214.16 | 255.255.240.0 | None |  |  |  |  | Primary | BACnet,47808 | HMI-1 | Broadcast | Yes | N/A | Gateway Device | Excellent | Chubb | 10 | Yes |  | WS/Facilities |  | alc_g5ce | ALC-G5CE
267 | Building Management System | HLI-23 | HLI-23 | ALC | G5CE | Standard | IP (Wired GEN BOS-IoT) | HLI | 2 | 233 | HVACCP-26 | RT64300RFQ | Active | Yes | IN-BLR-ANANTA-HLI-23_2 | uuid://62061220-9ec3-419f-8312-b42abb33af15 | {"asset":{"guid":"uuid://62061220-9ec3-419f-8312-b42abb33af15","site":"in-blr-ananta","name":"hli-23"}} | Chubb |  |  | drv_gen5_108-04-20088 | 107.06.2102 | 108.04.20167 | BACnet IP, MQTT | 11047 | 11501 |  |  |  | Corphosted | 00:E0:C9:28:C9:B8 | in-blr-ananta-hli-23 |  |  |  | 100.95.214.55 | 255.255.240.0 | None |  |  |  |  | Primary | BACnet,47808 | HMI-1 | Broadcast | Yes | N/A | Gateway Device | Excellent | Chubb | 10 | Yes |  | WS/Facilities |  | alc_g5ce | ALC-G5CE
268 | Building Management System | HLI-24 | HLI-24 | ALC | G5CE | Standard | IP (Wired GEN BOS-IoT) | HLI | 3 | 363 | HVACCP-27 | RT64300R8Q | Active | Yes | IN-BLR-ANANTA-HLI-24_3 | uuid://92eb68ec-a24c-432b-a1a4-4bff26d0c14d | {"asset":{"guid":"uuid://92eb68ec-a24c-432b-a1a4-4bff26d0c14d","site":"in-blr-ananta","name":"hli-24"}} | Chubb |  |  | drv_gen5_108-04-20088 | 107.06.2102 | 108.04.20167 | BACnet IP, MQTT | 11048 | 11501 |  |  |  | Corphosted | 00:E0:C9:28:C9:AA | in-blr-ananta-hli-24 |  |  |  | 100.95.214.50 | 255.255.240.0 | None |  |  |  |  | Primary | BACnet,47808 | HMI-1 | Broadcast | Yes | N/A | Gateway Device | Excellent | Chubb | 10 | Yes |  | WS/Facilities |  | alc_g5ce | ALC-G5CE
269 | Building Management System | HLI-25 | HLI-25 | ALC | OFHI | Standard | IP (Wired GEN BOS-IoT) | HLI | 3 | 363 | HVACCP-27 | RT64400BNQ | Active | Yes | IN-BLR-ANANTA-HLI-25_3 | uuid://90e30a3e-2bc8-4c56-a13f-fdca8d9e7137 | {"asset":{"guid":"uuid://90e30a3e-2bc8-4c56-a13f-fdca8d9e7137","site":"in-blr-ananta","name":"hli-25"}} | Chubb |  |  | drv_gen5_108-04-20088 | 107.06.2102 | 108.04.20167 | BACnet IP, MQTT | 11049 | 11501 |  |  |  | Corphosted | 00:E0:C9:28:E3:7F | in-blr-ananta-hli-25 |  |  |  | 100.95.214.24 | 255.255.240.0 | None |  |  |  |  | Primary | BACnet,47808 | HMI-1 | Broadcast | Yes | N/A | Gateway Device | Excellent | Chubb | 10 | Yes |  | WS/Facilities |  | alc_ofhi | ALC-OFHI
270 | Building Management System | HLI-26 | HLI-26 | ALC | OFHI | Standard | IP (Wired GEN BOS-IoT) | HLI | 3 | 363 | HVACCP-27 | RT64400BMQ | Active | Yes | IN-BLR-ANANTA-HLI-26_3 | uuid://8406fff5-acb5-4758-b512-68a5104f9244 | {"asset":{"guid":"uuid://8406fff5-acb5-4758-b512-68a5104f9244","site":"in-blr-ananta","name":"hli-26"}} | Chubb |  |  | drv_gen5_108-04-20088 | 107.06.2102 | 108.04.20167 | BACnet IP, MQTT | 11050 | 11501 |  |  |  | Corphosted | 00:E0:C9:28:E3:7D | in-blr-ananta-hli-26 |  |  |  | 100.95.214.59 | 255.255.240.0 | None |  |  |  |  | Primary | BACnet,47808 | HMI-1 | Broadcast | Yes | N/A | Gateway Device | Excellent | Chubb | 10 | Yes |  | WS/Facilities |  | alc_ofhi | ALC-OFHI
271 | Building Management System | DDC-24 | DDC-24 | ALC | G5CE | Standard | IP (Wired GEN BOS-IoT) | DDC | 3 | 363 | HVACCP-28 | RT644002NQ | Active | Yes | IN-BLR-ANANTA-DDC-24_3 | uuid://382c2523-f3cd-43c6-bf5c-196562e99e25 | {"asset":{"guid":"uuid://382c2523-f3cd-43c6-bf5c-196562e99e25","site":"in-blr-ananta","name":"ddc-24"}} | Chubb |  |  | drv_gen5_108-04-20088 | 107.06.2102 | 108.04.20167 | BACnet IP, MQTT | 11051 | 11501 |  |  |  | Corphosted | 00:E0:C9:28:D1:C3 | in-blr-ananta-ddc-24 |  |  |  | 100.95.214.2 | 255.255.240.0 | None |  |  |  |  | Primary | BACnet,47808 | HMI-1 | Broadcast | Yes | N/A | Gateway Device | Excellent | Chubb | 10 | Yes |  | WS/Facilities |  | alc_g5ce | ALC-G5CE
272 | Building Management System | DDC-25 | DDC-25 | ALC | G5CE | Standard | IP (Wired GEN BOS-IoT) | DDC | 3 | 319 | HVACCP-29 | RT644007AQ | Active | Yes | IN-BLR-ANANTA-DDC-25_3 | uuid://20beb736-7f04-4756-bc7f-8b1abc3e08f6 | {"asset":{"guid":"uuid://20beb736-7f04-4756-bc7f-8b1abc3e08f6","site":"in-blr-ananta","name":"ddc-25"}} | Chubb |  |  | drv_gen5_108-04-20088 | 107.06.2102 | 108.04.20167 | BACnet IP, MQTT | 11052 | 11501 |  |  |  | Corphosted | 00:E0:C9:28:DA:ED | in-blr-ananta-ddc-25 |  |  |  | 100.95.214.52 | 255.255.240.0 | None |  |  |  |  | Primary | BACnet,47808 | HMI-1 | Broadcast | Yes | N/A | Gateway Device | Excellent | Chubb | 10 | Yes |  | WS/Facilities |  | alc_g5ce | ALC-G5CE
273 | Building Management System | HLI-27 | HLI-27 | ALC | G5CE | Standard | IP (Wired GEN BOS-IoT) | HLI | 3 | 319 | HVACCP-29 | RT644005CQ | Active | Yes | IN-BLR-ANANTA-HLI-27_3 | uuid://a075d653-56b6-48d8-a138-7793c423bd45 | {"asset":{"guid":"uuid://a075d653-56b6-48d8-a138-7793c423bd45","site":"in-blr-ananta","name":"hli-27"}} | Chubb |  |  | drv_gen5_108-04-20088 | 107.06.2102 | 108.04.20167 | BACnet IP, MQTT | 11053 | 11501 |  |  |  | Corphosted | 00:E0:C9:28:DA:61 | in-blr-ananta-hli-27 |  |  |  | 100.95.214.64 | 255.255.240.0 | None |  |  |  |  | Primary | BACnet,47808 | HMI-1 | Broadcast | Yes | N/A | Gateway Device | Excellent | Chubb | 10 | Yes |  | WS/Facilities |  | alc_g5ce | ALC-G5CE
274 | Building Management System | DDC-26 | DDC-26 | ALC | G5CE | Standard | IP (Wired GEN BOS-IoT) | DDC | 3 | 348 | HVACCP-30 | RT6440021Q | Active | Yes | IN-BLR-ANANTA-DDC-26_3 | uuid://d5d2fd84-90e6-4428-b8e1-748680d2ae4c | {"asset":{"guid":"uuid://d5d2fd84-90e6-4428-b8e1-748680d2ae4c","site":"in-blr-ananta","name":"ddc-26"}} | Chubb |  |  | drv_gen5_108-04-20088 | 107.06.2102 | 108.04.20167 | BACnet IP, MQTT | 11054 | 11501 |  |  |  | Corphosted | 00:E0:C9:28:D1:97 | in-blr-ananta-ddc-26 |  |  |  | 100.95.214.77 | 255.255.240.0 | None |  |  |  |  | Primary | BACnet,47808 | HMI-1 | Broadcast | Yes | N/A | Gateway Device | Excellent | Chubb | 10 | Yes |  | WS/Facilities |  | alc_g5ce | ALC-G5CE
275 | Building Management System | HLI-28 | HLI-28 | ALC | OFHI | Standard | IP (Wired GEN BOS-IoT) | HLI | 3 | 348 | HVACCP-30 | RT644008FQ | Active | Yes | IN-BLR-ANANTA-HLI-28_3 | uuid://0f070013-d08d-41dc-80d8-a0aa7b70a288 | {"asset":{"guid":"uuid://0f070013-d08d-41dc-80d8-a0aa7b70a288","site":"in-blr-ananta","name":"hli-28"}} | Chubb |  |  | drv_gen5_108-04-20088 | 107.06.2102 | 108.04.20167 | BACnet IP, MQTT | 11055 | 11501 |  |  |  | Corphosted | 00:E0:C9:28:DB:3F | in-blr-ananta-hli-28 |  |  |  | 100.95.214.57 | 255.255.240.0 | None |  |  |  |  | Primary | BACnet,47808 | HMI-1 | Broadcast | Yes | N/A | Gateway Device | Excellent | Chubb | 10 | Yes |  | WS/Facilities |  | alc_ofhi | ALC-OFHI
276 | Building Management System | DDC-27 | DDC-27 | ALC | G5CE | Standard | IP (Wired GEN BOS-IoT) | DDC | 3 | 375 | HVACCP-31 | RT644000BQ | Active | Yes | IN-BLR-ANANTA-DDC-27_3 | uuid://a97eccb7-bd93-4b4a-91a5-75dda25563e3 | {"asset":{"guid":"uuid://a97eccb7-bd93-4b4a-91a5-75dda25563e3","site":"in-blr-ananta","name":"ddc-27"}} | Chubb |  |  | drv_gen5_108-04-20088 | 107.06.2102 | 108.04.20167 | BACnet IP, MQTT | 11056 | 11501 |  |  |  | Corphosted | 00:E0:C9:28:D1:1B | in-blr-ananta-ddc-27 |  |  |  | 100.95.214.78 | 255.255.240.0 | None |  |  |  |  | Primary | BACnet,47808 | HMI-1 | Broadcast | Yes | N/A | Gateway Device | Excellent | Chubb | 10 | Yes |  | WS/Facilities |  | alc_g5ce | ALC-G5CE
277 | Building Management System | HLI-29 | HLI-29 | ALC | G5CE | Standard | IP (Wired GEN BOS-IoT) | HLI | 3 | 375 | HVACCP-31 | RT644001XQ | Active | Yes | IN-BLR-ANANTA-HLI-29_3 | uuid://9ada036a-5edf-484b-8d64-20db63b63da0 | {"asset":{"guid":"uuid://9ada036a-5edf-484b-8d64-20db63b63da0","site":"in-blr-ananta","name":"hli-29"}} | Chubb |  |  | drv_gen5_108-04-20088 | 107.06.2102 | 108.04.20167 | BACnet IP, MQTT | 11057 | 11501 |  |  |  | Corphosted | 00:E0:C9:28:D1:8F | in-blr-ananta-hli-29 |  |  |  | 100.95.214.93 | 255.255.240.0 | None |  |  |  |  | Primary | BACnet,47808 | HMI-1 | Broadcast | Yes | N/A | Gateway Device | Excellent | Chubb | 10 | Yes |  | WS/Facilities |  | alc_g5ce | ALC-G5CE
278 | Building Management System | DDC-28 | DDC-28 | ALC | G5CE | Standard | IP (Wired GEN BOS-IoT) | DDC | 3 | 334 | HVACCP-32 | RT6440010Q | Active | Yes | IN-BLR-ANANTA-DDC-28_3 | uuid://60a9ccab-3264-45da-b41f-4b342c82d38c | {"asset":{"guid":"uuid://60a9ccab-3264-45da-b41f-4b342c82d38c","site":"in-blr-ananta","name":"ddc-28"}} | Chubb |  |  | drv_gen5_108-04-20088 | 107.06.2102 | 108.04.20167 | BACnet IP, MQTT | 11058 | 11501 |  |  |  | Corphosted | 00:E0:C9:28:D1:7D | in-blr-ananta-ddc-28 |  |  |  | 100.95.214.87 | 255.255.240.0 | None |  |  |  |  | Primary | BACnet,47808 | HMI-1 | Broadcast | Yes | N/A | Gateway Device | Excellent | Chubb | 10 | Yes |  | WS/Facilities |  | alc_g5ce | ALC-G5CE
279 | Building Management System | HLI-30 | HLI-30 | ALC | G5CE | Standard | IP (Wired GEN BOS-IoT) | HLI | 3 | 334 | HVACCP-32 | RT64300REQ | Active | Yes | IN-BLR-ANANTA-HLI-30_3 | uuid://c51763c7-89ab-4982-a231-5d32aa798aba | {"asset":{"guid":"uuid://c51763c7-89ab-4982-a231-5d32aa798aba","site":"in-blr-ananta","name":"hli-30"}} | Chubb |  |  | drv_gen5_108-04-20088 | 107.06.2102 | 108.04.20167 | BACnet IP, MQTT | 11059 | 11501 |  |  |  | Corphosted | 00:E0:C9:28:C9:B6 | in-blr-ananta-hli-30 |  |  |  | 100.95.214.75 | 255.255.240.0 | None |  |  |  |  | Primary | BACnet,47808 | HMI-1 | Broadcast | Yes | N/A | Gateway Device | Excellent | Chubb | 10 | Yes |  | WS/Facilities |  | alc_g5ce | ALC-G5CE
280 | Building Management System | DDC-29 | DDC-29 | ALC | G5CE | Standard | IP (Wired GEN BOS-IoT) | DDC | 3 | 333 | HVACCP-33 | RT644007MQ | Active | Yes | IN-BLR-ANANTA-DDC-29_3 | uuid://b2960367-840b-4faa-ae7e-8d512b2cdacd | {"asset":{"guid":"uuid://b2960367-840b-4faa-ae7e-8d512b2cdacd","site":"in-blr-ananta","name":"ddc-29"}} | Chubb |  |  | drv_gen5_108-04-20088 | 107.06.2102 | 108.04.20167 | BACnet IP, MQTT | 11060 | 11501 |  |  |  | Corphosted | 00:E0:C9:28:DB:05 | in-blr-ananta-ddc-29 |  |  |  | 100.95.214.72 | 255.255.240.0 | None |  |  |  |  | Primary | BACnet,47808 | HMI-1 | Broadcast | Yes | N/A | Gateway Device | Excellent | Chubb | 10 | Yes |  | WS/Facilities |  | alc_g5ce | ALC-G5CE
281 | Building Management System | HLI-31 | HLI-31 | ALC | OFHI | Standard | IP (Wired GEN BOS-IoT) | HLI | 3 | 333 | HVACCP-33 | RT64400BHQ | Active | Yes | IN-BLR-ANANTA-HLI-31_3 | uuid://81e6e8d0-43f4-4b2f-81ab-adda3886028d | {"asset":{"guid":"uuid://81e6e8d0-43f4-4b2f-81ab-adda3886028d","site":"in-blr-ananta","name":"hli-31"}} | Chubb |  |  | drv_gen5_108-04-20088 | 107.06.2102 | 108.04.20167 | BACnet IP, MQTT | 11061 | 11501 |  |  |  | Corphosted | 00:E0:C9:28:E3:73 | in-blr-ananta-hli-31 |  |  |  | 100.95.214.91 | 255.255.240.0 | None |  |  |  |  | Primary | BACnet,47808 | HMI-1 | Broadcast | Yes | N/A | Gateway Device | Excellent | Chubb | 10 | Yes |  | WS/Facilities |  | alc_ofhi | ALC-OFHI
282 | Building Management System | DDC-30 | DDC-30 | ALC | G5CE | Standard | IP (Wired GEN BOS-IoT) | DDC | 4 | 4C35 | HVACCP-34 | RT644003LQ | Active | Yes | IN-BLR-ANANTA-DDC-30_4 | uuid://5ad86633-94ff-4d97-a7cf-64f96f641049 | {"asset":{"guid":"uuid://5ad86633-94ff-4d97-a7cf-64f96f641049","site":"in-blr-ananta","name":"ddc-30"}} | Chubb |  |  | drv_gen5_108-04-20088 | 107.06.2102 | 108.04.20167 | BACnet IP, MQTT | 11062 | 11501 |  |  |  | Corphosted | 00:E0:C9:28:D2:07 | in-blr-ananta-ddc-30 |  |  |  | 100.95.214.42 | 255.255.240.0 | None |  |  |  |  | Primary | BACnet,47808 | HMI-1 | Broadcast | Yes | N/A | Gateway Device | Excellent | Chubb | 10 | Yes |  | WS/Facilities |  | alc_g5ce | ALC-G5CE
283 | Building Management System | HLI-32 | HLI-32 | ALC | G5CE | Standard | IP (Wired GEN BOS-IoT) | HLI | 4 | 4C35 | HVACCP-34 | RT64300R9Q | Active | Yes | IN-BLR-ANANTA-HLI-32_4 | uuid://04fc17cf-bdab-4818-abe6-d62266b3dcce | {"asset":{"guid":"uuid://04fc17cf-bdab-4818-abe6-d62266b3dcce","site":"in-blr-ananta","name":"hli-32"}} | Chubb |  |  | drv_gen5_108-04-20088 | 107.06.2102 | 108.04.20167 | BACnet IP, MQTT | 11063 | 11501 |  |  |  | Corphosted | 00:E0:C9:28:C9:AC | in-blr-ananta-hli-32 |  |  |  | 100.95.214.35 | 255.255.240.0 | None |  |  |  |  | Primary | BACnet,47808 | HMI-1 | Broadcast | Yes | N/A | Gateway Device | Excellent | Chubb | 10 | Yes |  | WS/Facilities |  | alc_g5ce | ALC-G5CE
284 | Building Management System | HLI-33 | HLI-33 | ALC | OFHI | Standard | IP (Wired GEN BOS-IoT) | HLI | 4 | 4C35 | HVACCP-34 | RT64400QQ | Active | Yes | IN-BLR-ANANTA-HLI-33_4 | uuid://5590f5cb-6b47-4538-8321-41ba27689bf1 | {"asset":{"guid":"uuid://5590f5cb-6b47-4538-8321-41ba27689bf1","site":"in-blr-ananta","name":"hli-33"}} | Chubb |  |  | drv_gen5_108-04-20088 | 107.06.2102 | 108.04.20167 | BACnet IP, MQTT | 11064 | 11501 |  |  |  | Corphosted | 00:E0:C9:28:E3:CD | in-blr-ananta-hli-33 |  |  |  | 100.95.214.33 | 255.255.240.0 | None |  |  |  |  | Primary | BACnet,47808 | HMI-1 | Broadcast | Yes | N/A | Gateway Device | Excellent | Chubb | 10 | Yes |  | WS/Facilities |  | alc_ofhi | ALC-OFHI
285 | Building Management System | DDC-31 | DDC-31 | ALC | G5CE | Standard | IP (Wired GEN BOS-IoT) | DDC | 4 | 419 | HVACCP-35 | RT6440055Q | Active | Yes | IN-BLR-ANANTA-DDC-31_4 | uuid://2ad4634f-3fb5-45a0-b114-8f271804d4e9 | {"asset":{"guid":"uuid://2ad4634f-3fb5-45a0-b114-8f271804d4e9","site":"in-blr-ananta","name":"ddc-31"}} | Chubb |  |  | drv_gen5_108-04-20088 | 107.06.2102 | 108.04.20167 | BACnet IP, MQTT | 11065 | 11501 |  |  |  | Corphosted | 00:E0:C9:28:DA:53 | in-blr-ananta-ddc-31 |  |  |  | 100.95.214.39 | 255.255.240.0 | None |  |  |  |  | Primary | BACnet,47808 | HMI-1 | Broadcast | Yes | N/A | Gateway Device | Excellent | Chubb | 10 | Yes |  | WS/Facilities |  | alc_g5ce | ALC-G5CE
286 | Building Management System | HLI-34 | HLI-34 | ALC | G5CE | Standard | IP (Wired GEN BOS-IoT) | HLI | 4 | 419 | HVACCP-35 | RT644000LQ | Active | Yes | IN-BLR-ANANTA-HLI-34_4 | uuid://8bf2f3b5-fcef-4b71-adb2-db1320e82f5e | {"asset":{"guid":"uuid://8bf2f3b5-fcef-4b71-adb2-db1320e82f5e","site":"in-blr-ananta","name":"hli-34"}} | Chubb |  |  | drv_gen5_108-04-20088 | 107.06.2102 | 108.04.20167 | BACnet IP, MQTT | 11066 | 11501 |  |  |  | Corphosted | 00:E0:C9:28:D1:2F | in-blr-ananta-hli-34 |  |  |  | 100.95.214.51 | 255.255.240.0 | None |  |  |  |  | Primary | BACnet,47808 | HMI-1 | Broadcast | Yes | N/A | Gateway Device | Excellent | Chubb | 10 | Yes |  | WS/Facilities |  | alc_g5ce | ALC-G5CE
287 | Building Management System | DDC-32 | DDC-32 | ALC | G5CE | Standard | IP (Wired GEN BOS-IoT) | DDC | 4 | 448 | HVACCP-36 | RT644001EQ | Active | Yes | IN-BLR-ANANTA-DDC-32_4 | uuid://8023e97d-2d00-4db8-b92b-4c6d2503c0d6 | {"asset":{"guid":"uuid://8023e97d-2d00-4db8-b92b-4c6d2503c0d6","site":"in-blr-ananta","name":"ddc-32"}} | Chubb |  |  | drv_gen5_108-04-20088 | 107.06.2102 | 108.04.20167 | BACnet IP, MQTT | 11067 | 11501 |  |  |  | Corphosted | 00:E0:C9:28:D1:69 | in-blr-ananta-ddc-32 |  |  |  | 100.95.214.15 | 255.255.240.0 | None |  |  |  |  | Primary | BACnet,47808 | HMI-1 | Broadcast | Yes | N/A | Gateway Device | Excellent | Chubb | 10 | Yes |  | WS/Facilities |  | alc_g5ce | ALC-G5CE
288 | Building Management System | HLI-35 | HLI-35 | ALC | G5CE | Standard | IP (Wired GEN BOS-IoT) | HLI | 4 | 448 | HVACCP-36 | RT64300GVQ | Active | Yes | IN-BLR-ANANTA-HLI-35_4 | uuid://b0961897-de71-4533-9bac-588f90935afd | {"asset":{"guid":"uuid://b0961897-de71-4533-9bac-588f90935afd","site":"in-blr-ananta","name":"hli-35"}} | Chubb |  |  | drv_gen5_108-04-20088 | 107.06.2102 | 108.04.20167 | BACnet IP, MQTT | 11068 | 11501 |  |  |  | Corphosted | 00:E0:C9:28:BE:32 | in-blr-ananta-hli-35 |  |  |  | 100.95.214.29 | 255.255.240.0 | None |  |  |  |  | Primary | BACnet,47808 | HMI-1 | Broadcast | Yes | N/A | Gateway Device | Excellent | Chubb | 10 | Yes |  | WS/Facilities |  | alc_g5ce | ALC-G5CE
289 | Building Management System | DDC-33 | DDC-33 | ALC | G5CE | Standard | IP (Wired GEN BOS-IoT) | DDC | 4 | 475 | HVACCP-37 | RT6440049Q | Active | Yes | IN-BLR-ANANTA-DDC-33_4 | uuid://afd63913-9d56-44cc-8ef7-eea55ecc83eb | {"asset":{"guid":"uuid://afd63913-9d56-44cc-8ef7-eea55ecc83eb","site":"in-blr-ananta","name":"ddc-33"}} | Chubb |  |  | drv_gen5_108-04-20088 | 107.06.2102 | 108.04.20167 | BACnet IP, MQTT | 11069 | 11501 |  |  |  | Corphosted | 00:E0:C9:28:D2:37 | in-blr-ananta-ddc-33 |  |  |  | 100.95.214.10 | 255.255.240.0 | None |  |  |  |  | Primary | BACnet,47808 | HMI-1 | Broadcast | Yes | N/A | Gateway Device | Excellent | Chubb | 10 | Yes |  | WS/Facilities |  | alc_g5ce | ALC-G5CE
290 | Building Management System | HLI-36 | HLI-36 | ALC | G5CE | Standard | IP (Wired GEN BOS-IoT) | HLI | 4 | 475 | HVACCP-37 | RT644000TQ | Active | Yes | IN-BLR-ANANTA-HLI-36_4 | uuid://e4afbe37-79a4-4991-92ae-72ba61d0d16d | {"asset":{"guid":"uuid://e4afbe37-79a4-4991-92ae-72ba61d0d16d","site":"in-blr-ananta","name":"hli-36"}} | Chubb |  |  | drv_gen5_108-04-20088 | 107.06.2102 | 108.04.20167 | BACnet IP, MQTT | 11070 | 11501 |  |  |  | Corphosted | 00:E0:C9:28:D1:3F | in-blr-ananta-hli-36 |  |  |  | 100.95.214.73 | 255.255.240.0 | None |  |  |  |  | Primary | BACnet,47808 | HMI-1 | Broadcast | Yes | N/A | Gateway Device | Excellent | Chubb | 10 | Yes |  | WS/Facilities |  | alc_g5ce | ALC-G5CE
291 | Building Management System | DDC-34 | DDC-34 | ALC | G5CE | Standard | IP (Wired GEN BOS-IoT) | DDC | 4 | 434 | HVACCP-38 | RT644000DQ | Active | Yes | IN-BLR-ANANTA-DDC-34_4 | uuid://058f6c9f-0f5d-4440-a649-d2752332d20d | {"asset":{"guid":"uuid://058f6c9f-0f5d-4440-a649-d2752332d20d","site":"in-blr-ananta","name":"ddc-34"}} | Chubb |  |  | drv_gen5_108-04-20088 | 107.06.2102 | 108.04.20167 | BACnet IP, MQTT | 11071 | 11501 |  |  |  | Corphosted | 00:E0:C9:28:D1:1F | in-blr-ananta-ddc-34 |  |  |  | 100.95.213.251 | 255.255.240.0 | None |  |  |  |  | Primary | BACnet,47808 | HMI-1 | Broadcast | Yes | N/A | Gateway Device | Excellent | Chubb | 10 | Yes |  | WS/Facilities |  | alc_g5ce | ALC-G5CE
292 | Building Management System | HLI-37 | HLI-37 | ALC | G5CE | Standard | IP (Wired GEN BOS-IoT) | HLI | 4 | 434 | HVACCP-38 | RT6440004Q | Active | Yes | IN-BLR-ANANTA-HLI-37_4 | uuid://c04c3d52-8138-46c9-923f-18508cb080bd | {"asset":{"guid":"uuid://c04c3d52-8138-46c9-923f-18508cb080bd","site":"in-blr-ananta","name":"hli-37"}} | Chubb |  |  | drv_gen5_108-04-20088 | 107.06.2102 | 108.04.20167 | BACnet IP, MQTT | 11072 | 11501 |  |  |  | Corphosted | 00:E0:C9:28:D1:0D | in-blr-ananta-hli-37 |  |  |  | 100.95.214.67 | 255.255.240.0 | None |  |  |  |  | Primary | BACnet,47808 | HMI-1 | Broadcast | Yes | N/A | Gateway Device | Excellent | Chubb | 10 | Yes |  | WS/Facilities |  | alc_g5ce | ALC-G5CE
293 | Building Management System | DDC-35 | DDC-35 | ALC | G5CE | Standard | IP (Wired GEN BOS-IoT) | DDC | 4 | 433 | HVACCP-39 | RT644003SQ | Active | Yes | IN-BLR-ANANTA-DDC-35_4 | uuid://5092b889-c845-4355-9941-d448df99d920 | {"asset":{"guid":"uuid://5092b889-c845-4355-9941-d448df99d920","site":"in-blr-ananta","name":"ddc-35"}} | Chubb |  |  | drv_gen5_108-04-20088 | 107.06.2102 | 108.04.20167 | BACnet IP, MQTT | 11073 | 11501 |  |  |  | Corphosted | 00:E0:C9:28:D2:15 | in-blr-ananta-ddc-35 |  |  |  | 100.95.214.60 | 255.255.240.0 | None |  |  |  |  | Primary | BACnet,47808 | HMI-1 | Broadcast | Yes | N/A | Gateway Device | Excellent | Chubb | 10 | Yes |  | WS/Facilities |  | alc_g5ce | ALC-G5CE
294 | Building Management System | HLI-38 | HLI-38 | ALC | G5CE | Standard | IP (Wired GEN BOS-IoT) | HLI | 5 | 433 | HVACCP-39 | RT644007DQ | Active | Yes | IN-BLR-ANANTA-HLI-38_5 | uuid://c649a0ef-f844-41a1-86d5-c544d87302a3 | {"asset":{"guid":"uuid://c649a0ef-f844-41a1-86d5-c544d87302a3","site":"in-blr-ananta","name":"hli-38"}} | Chubb |  |  | drv_gen5_108-04-20088 | 107.06.2102 | 108.04.20167 | BACnet IP, MQTT | 11074 | 11501 |  |  |  | Corphosted | 00:E0:C9:28:DA:F3 | in-blr-ananta-hli-38 |  |  |  | 100.95.214.62 | 255.255.240.0 | None |  |  |  |  | Primary | BACnet,47808 | HMI-1 | Broadcast | Yes | N/A | Gateway Device | Excellent | Chubb | 10 | Yes |  | WS/Facilities |  | alc_g5ce | ALC-G5CE
295 | Building Management System | DDC-36 | DDC-36 | ALC | G5CE | Standard | IP (Wired GEN BOS-IoT) | DDC | 5 | 563 | HVACCP-40 | RT6440054Q | Active | Yes | IN-BLR-ANANTA-DDC-36_5 | uuid://0ea5df0e-d286-4747-a0b9-0ce15af24a2d | {"asset":{"guid":"uuid://0ea5df0e-d286-4747-a0b9-0ce15af24a2d","site":"in-blr-ananta","name":"ddc-36"}} | Chubb |  |  | drv_gen5_108-04-20088 | 107.06.2102 | 108.04.20167 | BACnet IP, MQTT | 11075 | 11501 |  |  |  | Corphosted | 00:E0:C9:28:DA:51 | in-blr-ananta-ddc-36 |  |  |  | 100.95.214.68 | 255.255.240.0 | None |  |  |  |  | Primary | BACnet,47808 | HMI-1 | Broadcast | Yes | N/A | Gateway Device | Excellent | Chubb | 10 | Yes |  | WS/Facilities |  | alc_g5ce | ALC-G5CE
296 | Building Management System | HLI-39 | HLI-39 | ALC | G5CE | Standard | IP (Wired GEN BOS-IoT) | HLI | 5 | 563 | HVACCP-40 | RT644004WQ | Active | Yes | IN-BLR-ANANTA-HLI-39_5 | uuid://7f2a932a-393e-48e8-80a5-5e5c1ce220e8 | {"asset":{"guid":"uuid://7f2a932a-393e-48e8-80a5-5e5c1ce220e8","site":"in-blr-ananta","name":"hli-39"}} | Chubb |  |  | drv_gen5_108-04-20088 | 107.06.2102 | 108.04.20167 | BACnet IP, MQTT | 11076 | 11501 |  |  |  | Corphosted | 00:E0:C9:28:DA:41 | in-blr-ananta-hli-39 |  |  |  | 100.95.214.74 | 255.255.240.0 | None |  |  |  |  | Primary | BACnet,47808 | HMI-1 | Broadcast | Yes | N/A | Gateway Device | Excellent | Chubb | 10 | Yes |  | WS/Facilities |  | alc_g5ce | ALC-G5CE
297 | Building Management System | HLI-40 | HLI-40 | ALC | OFHI | Standard | IP (Wired GEN BOS-IoT) | HLI | 5 | 563 | HVACCP-40 | RT644009CQ | Active | Yes | IN-BLR-ANANTA-HLI-40_5 | uuid://c5d482d9-34a9-4347-9edd-f597ec3c3c5a | {"asset":{"guid":"uuid://c5d482d9-34a9-4347-9edd-f597ec3c3c5a","site":"in-blr-ananta","name":"hli-40"}} | Chubb |  |  | drv_gen5_108-04-20088 | 107.06.2102 | 108.04.20167 | BACnet IP, MQTT | 11077 | 11501 |  |  |  | Corphosted | 00:E0:C9:28:E2:D9 | in-blr-ananta-hli-40 |  |  |  | 100.95.214.80 | 255.255.240.0 | None |  |  |  |  | Primary | BACnet,47808 | HMI-1 | Broadcast | Yes | N/A | Gateway Device | Excellent | Chubb | 10 | Yes |  | WS/Facilities |  | alc_ofhi | ALC-OFHI
298 | Building Management System | HLI-41 | HLI-41 | ALC | OFHI | Standard | IP (Wired GEN BOS-IoT) | HLI | 5 | 563 | HVACCP-40 | RT6440095Q | Active | Yes | IN-BLR-ANANTA-HLI-41_5 | uuid://bf1b2bc6-6984-4feb-b39d-ae3d57fc1376 | {"asset":{"guid":"uuid://bf1b2bc6-6984-4feb-b39d-ae3d57fc1376","site":"in-blr-ananta","name":"hli-41"}} | Chubb |  |  | drv_gen5_108-04-20088 | 107.06.2102 | 108.04.20167 | BACnet IP, MQTT | 11078 | 11501 |  |  |  | Corphosted | 00:E0:C9:28:DB:73 | in-blr-ananta-hli-41 |  |  |  | 100.95.214.97 | 255.255.240.0 | None |  |  |  |  | Primary | BACnet,47808 | HMI-1 | Broadcast | Yes | N/A | Gateway Device | Excellent | Chubb | 10 | Yes |  | WS/Facilities |  | alc_ofhi | ALC-OFHI
299 | Building Management System | DDC-37 | DDC-37 | ALC | G5CE | Standard | IP (Wired GEN BOS-IoT) | DDC | 5 | 519 | HVACCP-41 | RT64300LKQ | Active | Yes | IN-BLR-ANANTA-DDC-37_5 | uuid://156574a4-f1ed-4ae2-ba19-0e1990e39c8f | {"asset":{"guid":"uuid://156574a4-f1ed-4ae2-ba19-0e1990e39c8f","site":"in-blr-ananta","name":"ddc-37"}} | Chubb |  |  | drv_gen5_108-04-20088 | 107.06.2102 | 108.04.20167 | BACnet IP, MQTT | 11079 | 11501 |  |  |  | Corphosted | 00:E0:C9:28:C8:12 | in-blr-ananta-ddc-37 |  |  |  | 100.95.213.228 | 255.255.240.0 | None |  |  |  |  | Primary | BACnet,47808 | HMI-1 | Broadcast | Yes | N/A | Gateway Device | Excellent | Chubb | 10 | Yes |  | WS/Facilities |  | alc_g5ce | ALC-G5CE
300 | Building Management System | HLI-42 | HLI-42 | ALC | G5CE | Standard | IP (Wired GEN BOS-IoT) | HLI | 5 | 519 | HVACCP-41 | RT64300NSQ | Active | Yes | IN-BLR-ANANTA-HLI-42_5 | uuid://3f5852e9-7447-4ea0-903a-80b10381a35a | {"asset":{"guid":"uuid://3f5852e9-7447-4ea0-903a-80b10381a35a","site":"in-blr-ananta","name":"hli-42"}} | Chubb |  |  | drv_gen5_108-04-20088 | 107.06.2102 | 108.04.20167 | BACnet IP, MQTT | 11080 | 11501 |  |  |  | Corphosted | 00:E0:C9:28:C8:B2 | in-blr-ananta-hli-42 |  |  |  | 100.95.214.99 | 255.255.240.0 | None |  |  |  |  | Primary | BACnet,47808 | HMI-1 | Broadcast | Yes | N/A | Gateway Device | Excellent | Chubb | 10 | Yes |  | WS/Facilities |  | alc_g5ce | ALC-G5CE
301 | Building Management System | DDC-38 | DDC-38 | ALC | G5CE | Standard | IP (Wired GEN BOS-IoT) | DDC | 5 | 548 | HVACCP-42 | RT644001RQ | Active | Yes | IN-BLR-ANANTA-DDC-38_5 | uuid://d7afc6ea-715e-4469-8522-8f565bf0d3fc | {"asset":{"guid":"uuid://d7afc6ea-715e-4469-8522-8f565bf0d3fc","site":"in-blr-ananta","name":"ddc-38"}} | Chubb |  |  | drv_gen5_108-04-20088 | 107.06.2102 | 108.04.20167 | BACnet IP, MQTT | 11081 | 11501 |  |  |  | Corphosted | 00:E0:C9:28:D1:83 | in-blr-ananta-ddc-38 |  |  |  | 100.95.214.89 | 255.255.240.0 | None |  |  |  |  | Primary | BACnet,47808 | HMI-1 | Broadcast | Yes | N/A | Gateway Device | Excellent | Chubb | 10 | Yes |  | WS/Facilities |  | alc_g5ce | ALC-G5CE
302 | Building Management System | HLI-43 | HLI-43 | ALC | G5CE | Standard | IP (Wired GEN BOS-IoT) | HLI | 5 | 548 | HVACCP-42 | RT644000XQ | Active | Yes | IN-BLR-ANANTA-HLI-43_5 | uuid://841a6a3a-cfcf-4824-b9d0-ac23f154efb4 | {"asset":{"guid":"uuid://841a6a3a-cfcf-4824-b9d0-ac23f154efb4","site":"in-blr-ananta","name":"hli-43"}} | Chubb |  |  | drv_gen5_108-04-20088 | 107.06.2102 | 108.04.20167 | BACnet IP, MQTT | 11082 | 11501 |  |  |  | Corphosted | 00:E0:C9:28:D1:47 | in-blr-ananta-hli-43 |  |  |  | 100.95.214.86 | 255.255.240.0 | None |  |  |  |  | Primary | BACnet,47808 | HMI-1 | Broadcast | Yes | N/A | Gateway Device | Excellent | Chubb | 10 | Yes |  | WS/Facilities |  | alc_g5ce | ALC-G5CE
303 | Building Management System | DDC-39 | DDC-39 | ALC | G5CE | Standard | IP (Wired GEN BOS-IoT) | DDC | 5 | 575 | HVACCP-43 | RT644003XQ | Active | Yes | IN-BLR-ANANTA-DDC-39_5 | uuid://bdd0a508-470a-4e25-b611-50132d724402 | {"asset":{"guid":"uuid://bdd0a508-470a-4e25-b611-50132d724402","site":"in-blr-ananta","name":"ddc-39"}} | Chubb |  |  | drv_gen5_108-04-20088 | 107.06.2102 | 108.04.20167 | BACnet IP, MQTT | 11083 | 11501 |  |  |  | Corphosted | 00:E0:C9:28:D2:1F | in-blr-ananta-ddc-39 |  |  |  | 100.95.214.85 | 255.255.240.0 | None |  |  |  |  | Primary | BACnet,47808 | HMI-1 | Broadcast | Yes | N/A | Gateway Device | Excellent | Chubb | 10 | Yes |  | WS/Facilities |  | alc_g5ce | ALC-G5CE
304 | Building Management System | HLI-44 | HLI-44 | ALC | G5CE | Standard | IP (Wired GEN BOS-IoT) | HLI | 5 | 575 | HVACCP-43 | RT6440088Q | Active | Yes | IN-BLR-ANANTA-HLI-44_5 | uuid://343acc04-ba16-4717-a8cc-527b3728a39d | {"asset":{"guid":"uuid://343acc04-ba16-4717-a8cc-527b3728a39d","site":"in-blr-ananta","name":"hli-44"}} | Chubb |  |  | drv_gen5_108-04-20088 | 107.06.2102 | 108.04.20167 | BACnet IP, MQTT | 11084 | 11501 |  |  |  | Corphosted | 00:E0:C9:28:DB:31 | in-blr-ananta-hli-44 |  |  |  | 100.95.214.108 | 255.255.240.0 | None |  |  |  |  | Primary | BACnet,47808 | HMI-1 | Broadcast | Yes | N/A | Gateway Device | Excellent | Chubb | 10 | Yes |  | WS/Facilities |  | alc_g5ce | ALC-G5CE
305 | Building Management System | DDC-40 | DDC-40 | ALC | G5CE | Standard | IP (Wired GEN BOS-IoT) | DDC | 5 | 534 | HVACCP-44 | RT644005RQ | Active | Yes | IN-BLR-ANANTA-DDC-40_5 | uuid://4e9cc271-1f8c-4778-bf2a-4b86f5c8d800 | {"asset":{"guid":"uuid://4e9cc271-1f8c-4778-bf2a-4b86f5c8d800","site":"in-blr-ananta","name":"ddc-40"}} | Chubb |  |  | drv_gen5_108-04-20088 | 107.06.2102 | 108.04.20167 | BACnet IP, MQTT | 11085 | 11501 |  |  |  | Corphosted | 00:E0:C9:28:DA:7F | in-blr-ananta-ddc-40 |  |  |  | 100.95.214.84 | 255.255.240.0 | None |  |  |  |  | Primary | BACnet,47808 | HMI-1 | Broadcast | Yes | N/A | Gateway Device | Excellent | Chubb | 10 | Yes |  | WS/Facilities |  | alc_g5ce | ALC-G5CE
306 | Building Management System | HLI-45 | HLI-45 | ALC | G5CE | Standard | IP (Wired GEN BOS-IoT) | HLI | 5 | 534 | HVACCP-44 | RT644002GQ | Active | Yes | IN-BLR-ANANTA-HLI-45_5 | uuid://f887389f-249c-491b-b606-cec66df54541 | {"asset":{"guid":"uuid://f887389f-249c-491b-b606-cec66df54541","site":"in-blr-ananta","name":"hli-45"}} | Chubb |  |  | drv_gen5_108-04-20088 | 107.06.2102 | 108.04.20167 | BACnet IP, MQTT | 11086 | 11501 |  |  |  | Corphosted | 00:E0:C9:28:D1:D5 | in-blr-ananta-hli-45 |  |  |  | 100.95.214.98 | 255.255.240.0 | None |  |  |  |  | Primary | BACnet,47808 | HMI-1 | Broadcast | Yes | N/A | Gateway Device | Excellent | Chubb | 10 | Yes |  | WS/Facilities |  | alc_g5ce | ALC-G5CE
307 | Building Management System | DDC-41 | DDC-41 | ALC | G5CE | Standard | IP (Wired GEN BOS-IoT) | DDC | 5 | 533 | HVACCP-45 | RT644000QQ | Active | Yes | IN-BLR-ANANTA-DDC-41_5 | uuid://9aa2bc45-321a-41e9-b647-0891ff2559ce | {"asset":{"guid":"uuid://9aa2bc45-321a-41e9-b647-0891ff2559ce","site":"in-blr-ananta","name":"ddc-41"}} | Chubb |  |  | drv_gen5_108-04-20088 | 107.06.2102 | 108.04.20167 | BACnet IP, MQTT | 11087 | 11501 |  |  |  | Corphosted | 00:E0:C9:28:D1:39 | in-blr-ananta-ddc-41 |  |  |  | 100.95.214.114 | 255.255.240.0 | None |  |  |  |  | Primary | BACnet,47808 | HMI-1 | Broadcast | Yes | N/A | Gateway Device | Excellent | Chubb | 10 | Yes |  | WS/Facilities |  | alc_g5ce | ALC-G5CE
308 | Building Management System | HLI-46 | HLI-46 | ALC | G5CE | Standard | IP (Wired GEN BOS-IoT) | HLI | 5 | 533 | HVACCP-45 | RT6440007Q | Active | Yes | IN-BLR-ANANTA-HLI-46_5 | uuid://6f04368a-97af-4df8-82d3-62bcd261a1ef | {"asset":{"guid":"uuid://6f04368a-97af-4df8-82d3-62bcd261a1ef","site":"in-blr-ananta","name":"hli-46"}} | Chubb |  |  | drv_gen5_108-04-20088 | 107.06.2102 | 108.04.20167 | BACnet IP, MQTT | 11088 | 11501 |  |  |  | Corphosted | 00:E0:C9:28:D1:13 | in-blr-ananta-hli-46 |  |  |  | 100.95.214.113 | 255.255.240.0 | None |  |  |  |  | Primary | BACnet,47808 | HMI-1 | Broadcast | Yes | N/A | Gateway Device | Excellent | Chubb | 10 | Yes |  | WS/Facilities |  | alc_g5ce | ALC-G5CE
309 | Building Management System | DDC-42 | DDC-42 | ALC | G5CE | Standard | IP (Wired GEN BOS-IoT) | DDC | 5 | 5D44 | HVACCP-46 | RT6440030Q | Active | Yes | IN-BLR-ANANTA-DDC-42_5 | uuid://0cc6447e-7dce-4de6-9b05-7da2eb589185 | {"asset":{"guid":"uuid://0cc6447e-7dce-4de6-9b05-7da2eb589185","site":"in-blr-ananta","name":"ddc-42"}} | Chubb |  |  | drv_gen5_108-04-20088 | 107.06.2102 | 108.04.20167 | BACnet IP, MQTT | 11089 | 11501 |  |  |  | Corphosted | 00:E0:C9:28:D1:DD | in-blr-ananta-ddc-42 |  |  |  | 100.95.214.104 | 255.255.240.0 | None |  |  |  |  | Primary | BACnet,47808 | HMI-1 | Broadcast | Yes | N/A | Gateway Device | Excellent | Chubb | 10 | Yes |  | WS/Facilities |  | alc_g5ce | ALC-G5CE
310 | Building Management System | HLI-47 | HLI-47 | ALC | OFHI | Standard | IP (Wired GEN BOS-IoT) | HLI | 5 | 5D44 | HVACCP-46 | RT644009SQ | Active | Yes | IN-BLR-ANANTA-HLI-47_5 | uuid://1a829a1b-643a-4566-bff5-4eb31c6ef62d | {"asset":{"guid":"uuid://1a829a1b-643a-4566-bff5-4eb31c6ef62d","site":"in-blr-ananta","name":"hli-47"}} | Chubb |  |  | drv_gen5_108-04-20088 | 107.06.2102 | 108.04.20167 | BACnet IP, MQTT | 11090 | 11501 |  |  |  | Corphosted | 00:E0:C9:28:E2:F9 | in-blr-ananta-hli-47 |  |  |  | 100.95.214.65 | 255.255.240.0 | None |  |  |  |  | Primary | BACnet,47808 | HMI-1 | Broadcast | Yes | N/A | Gateway Device | Excellent | Chubb | 10 | Yes |  | WS/Facilities |  | alc_ofhi | ALC-OFHI
311 | Building Management System | HLI-48 | HLI-48 | ALC | G5CE | Standard | IP (Wired GEN BOS-IoT) | HLI | 5 | 5D44 | HVACCP-46 | RT644000UQ | Active | Yes | IN-BLR-ANANTA-HLI-48_5 | uuid://0f71c40b-7b0e-426d-b0e1-9f8348ca8a9b | {"asset":{"guid":"uuid://0f71c40b-7b0e-426d-b0e1-9f8348ca8a9b","site":"in-blr-ananta","name":"hli-48"}} | Chubb |  |  | drv_gen5_108-04-20088 | 107.06.2102 | 108.04.20167 | BACnet IP, MQTT | 11091 | 11501 |  |  |  | Corphosted | 00:E0:C9:28:D1:41 | in-blr-ananta-hli-48 |  |  |  | 100.95.214.117 | 255.255.240.0 | None |  |  |  |  | Primary | BACnet,47808 | HMI-1 | Broadcast | Yes | N/A | Gateway Device | Excellent | Chubb | 10 | Yes |  | WS/Facilities |  | alc_g5ce | ALC-G5CE
312 | Building Management System | HLI-49 | HLI-49 | ALC | OFHI | Standard | IP (Wired GEN BOS-IoT) | HLI | 5 | 5D44 | HVACCP-47 | RT64400B9Q | Active | Yes | IN-BLR-ANANTA-HLI-49_5 | uuid://276dff3b-c17d-40bd-a433-2046ffbdf8bb | {"asset":{"guid":"uuid://276dff3b-c17d-40bd-a433-2046ffbdf8bb","site":"in-blr-ananta","name":"hli-49"}} | Chubb |  |  | drv_gen5_108-04-20088 | 107.06.2102 | 108.04.20167 | BACnet IP, MQTT | 11092 | 11501 |  |  |  | Corphosted | 00:E0:C9:28:E3:63 | in-blr-ananta-hli-49 |  |  |  | 100.95.214.63 | 255.255.240.0 | None |  |  |  |  | Primary | BACnet,47808 | HMI-1 | Broadcast | Yes | N/A | Gateway Device | Excellent | Chubb | 10 | Yes |  | WS/Facilities |  | alc_ofhi | ALC-OFHI
313 | Building Management System | DDC-43 | DDC-43 | ALC | G5CE | Standard | IP (Wired GEN BOS-IoT) | DDC | 5 | 5D44 | HVACCP-48 | RT644007KQ | Active | Yes | IN-BLR-ANANTA-DDC-43_5 | uuid://a228fffd-0631-4f31-a489-4b8b8d3efc09 | {"asset":{"guid":"uuid://a228fffd-0631-4f31-a489-4b8b8d3efc09","site":"in-blr-ananta","name":"ddc-43"}} | Chubb |  |  | drv_gen5_108-04-20088 | 107.06.2102 | 108.04.20167 | BACnet IP, MQTT | 11093 | 11501 |  |  |  | Corphosted | 00:E0:C9:28:DB:01 | in-blr-ananta-ddc-43 |  |  |  | 100.95.214.95 | 255.255.240.0 | None |  |  |  |  | Primary | BACnet,47808 | HMI-1 | Broadcast | Yes | N/A | Gateway Device | Excellent | Chubb | 10 | Yes |  | WS/Facilities |  | alc_g5ce | ALC-G5CE
314 | Building Management System | HLI-50 | HLI-50 | ALC | OFHI | Standard | IP (Wired GEN BOS-IoT) | HLI | 5 | 5D44 | HVACCP-48 | RT644009BQ | Active | Yes | IN-BLR-ANANTA-HLI-50_5 | uuid://066c66cb-4618-48ea-9f12-3c833f16dbbf | {"asset":{"guid":"uuid://066c66cb-4618-48ea-9f12-3c833f16dbbf","site":"in-blr-ananta","name":"hli-50"}} | Chubb |  |  | drv_gen5_108-04-20088 | 107.06.2102 | 108.04.20167 | BACnet IP, MQTT | 11094 | 11501 |  |  |  | Corphosted | 00:E0:C9:28:E2:D7 | in-blr-ananta-hli-50 |  |  |  | 100.95.214.120 | 255.255.240.0 | None |  |  |  |  | Primary | BACnet,47808 | HMI-1 | Broadcast | Yes | N/A | Gateway Device | Excellent | Chubb | 10 | Yes |  | WS/Facilities |  | alc_ofhi | ALC-OFHI
315 | Building Management System | HLI-51 | HLI-51 | ALC | G5CE | Standard | IP (Wired GEN BOS-IoT) | HLI | 6 | 5D44 | HVACCP-49 | RT64400C4Q | Active | Yes | IN-BLR-ANANTA-HLI-51_6 | uuid://37f9c71d-f608-4649-81c7-79ef65b2e327 | {"asset":{"guid":"uuid://37f9c71d-f608-4649-81c7-79ef65b2e327","site":"in-blr-ananta","name":"hli-51"}} | Chubb |  |  | drv_gen5_108-04-20088 | 107.06.2102 | 108.04.20167 | BACnet IP, MQTT | 11095 | 11501 |  |  |  | Corphosted | 00:E0:C9:28:E3:A1 | in-blr-ananta-hli-51 |  |  |  | 100.95.214.122 | 255.255.240.0 | None |  |  |  |  | Primary | BACnet,47808 | HMI-1 | Broadcast | Yes | N/A | Gateway Device | Excellent | Chubb | 10 | Yes |  | WS/Facilities |  | alc_g5ce | ALC-G5CE
316 | Building Management System | HLI-52 | HLI-52 | ALC | G5CE | Standard | IP (Wired GEN BOS-IoT) | HLI | 6 | 5D44 | HVACCP-49 | RT644004QQ | Active | Yes | IN-BLR-ANANTA-HLI-52_6 | uuid://89cf634e-b516-4737-ae73-bda0c1e2b957 | {"asset":{"guid":"uuid://89cf634e-b516-4737-ae73-bda0c1e2b957","site":"in-blr-ananta","name":"hli-52"}} | Chubb |  |  | drv_gen5_108-04-20088 | 107.06.2102 | 108.04.20167 | BACnet IP, MQTT | 11096 | 11501 |  |  |  | Corphosted | 00:E0:C9:28:DA:35 | in-blr-ananta-hli-52 |  |  |  | 100.95.214.83 | 255.255.240.0 | None |  |  |  |  | Primary | BACnet,47808 | HMI-1 | Broadcast | Yes | N/A | Gateway Device | Excellent | Chubb | 10 | Yes |  | WS/Facilities |  | alc_g5ce | ALC-G5CE
317 | Building Management System | HLI-53 | HLI-53 | ALC | OFHI | Standard | IP (Wired GEN BOS-IoT) | HLI | 6 | 5D44 | HVACCP-49 | RT644008VQ | Active | Yes | IN-BLR-ANANTA-HLI-53_6 | uuid://21d46bf1-cce8-424a-bfa0-04c8a33e115b | {"asset":{"guid":"uuid://21d46bf1-cce8-424a-bfa0-04c8a33e115b","site":"in-blr-ananta","name":"hli-53"}} | Chubb |  |  | drv_gen5_108-04-20088 | 107.06.2102 | 108.04.20167 | BACnet IP, MQTT | 11097 | 11501 |  |  |  | Corphosted | 00:E0:C9:28:DA:00 | in-blr-ananta-hli-53 |  |  |  | 100.95.215.184 | 255.255.240.0 | None |  |  |  |  | Primary | BACnet,47808 | HMI-1 | Broadcast | Yes | N/A | Gateway Device | Excellent | Chubb | 10 | Yes |  | WS/Facilities |  | alc_ofhi | ALC-OFHI
318 | Building Management System | DDC-44 | DDC-44 | ALC | G5CE | Standard | IP (Wired GEN BOS-IoT) | DDC | 6 | 663 | HVACCP-50 | RT6440000Q | Active | Yes | IN-BLR-ANANTA-DDC-44_6 | uuid://56da8de2-69bd-4cd1-8d62-f8807048a0de | {"asset":{"guid":"uuid://56da8de2-69bd-4cd1-8d62-f8807048a0de","site":"in-blr-ananta","name":"ddc-44"}} | Chubb |  |  | drv_gen5_108-04-20088 | 107.06.2102 | 108.04.20167 | BACnet IP, MQTT | 11098 | 11501 |  |  |  | Corphosted | 00:E0:C9:28:D1:1D | in-blr-ananta-ddc-44 |  |  |  | 100.95.214.44 | 255.255.240.0 | None |  |  |  |  | Primary | BACnet,47808 | HMI-1 | Broadcast | Yes | N/A | Gateway Device | Excellent | Chubb | 10 | Yes |  | WS/Facilities |  | alc_g5ce | ALC-G5CE
319 | Building Management System | HLI-54 | HLI-54 | ALC | G5CE | Standard | IP (Wired GEN BOS-IoT) | HLI | 6 | 663 | HVACCP-50 | RT64300S0Q | Active | Yes | IN-BLR-ANANTA-HLI-54_6 | uuid://537cd68e-46e6-489a-b1ef-9c38702e9c0d | {"asset":{"guid":"uuid://537cd68e-46e6-489a-b1ef-9c38702e9c0d","site":"in-blr-ananta","name":"hli-54"}} | Chubb |  |  | drv_gen5_108-04-20088 | 107.06.2102 | 108.04.20167 | BACnet IP, MQTT | 11099 | 11501 |  |  |  | Corphosted | 00:E0:C9:28:C9:E2 | in-blr-ananta-hli-54 |  |  |  | 100.95.214.115 | 255.255.240.0 | None |  |  |  |  | Primary | BACnet,47808 | HMI-1 | Broadcast | Yes | N/A | Gateway Device | Excellent | Chubb | 10 | Yes |  | WS/Facilities |  | alc_g5ce | ALC-G5CE
320 | Building Management System | DDC-45 | DDC-45 | ALC | G5CE | Standard | IP (Wired GEN BOS-IoT) | DDC | 6 | 619 | HVACCP-51 | RT6440000Q | Active | Yes | IN-BLR-ANANTA-DDC-45_6 | uuid://616e05b9-5fd5-455a-a5df-321fad92c3a8 | {"asset":{"guid":"uuid://616e05b9-5fd5-455a-a5df-321fad92c3a8","site":"in-blr-ananta","name":"ddc-45"}} | Chubb |  |  | drv_gen5_108-04-20088 | 107.06.2102 | 108.04.20167 | BACnet IP, MQTT | 11100 | 11501 |  |  |  | Corphosted | 00:E0:C9:28:D1:35 | in-blr-ananta-ddc-45 |  |  |  | 100.95.214.36 | 255.255.240.0 | None |  |  |  |  | Primary | BACnet,47808 | HMI-1 | Broadcast | Yes | N/A | Gateway Device | Excellent | Chubb | 10 | Yes |  | WS/Facilities |  | alc_g5ce | ALC-G5CE
321 | Building Management System | HLI-55 | HLI-55 | ALC | G5CE | Standard | IP (Wired GEN BOS-IoT) | HLI | 6 | 619 | HVACCP-51 | RT644000NQ | Active | Yes | IN-BLR-ANANTA-HLI-55_6 | uuid://242766bf-b32a-49aa-afde-922c76052716 | {"asset":{"guid":"uuid://242766bf-b32a-49aa-afde-922c76052716","site":"in-blr-ananta","name":"hli-55"}} | Chubb |  |  | drv_gen5_108-04-20088 | 107.06.2102 | 108.04.20167 | BACnet IP, MQTT | 11101 | 11501 |  |  |  | Corphosted | 00:E0:C9:28:D1:33 | in-blr-ananta-hli-55 |  |  |  | 100.95.214.101 | 255.255.240.0 | None |  |  |  |  | Primary | BACnet,47808 | HMI-1 | Broadcast | Yes | N/A | Gateway Device | Excellent | Chubb | 10 | Yes |  | WS/Facilities |  | alc_g5ce | ALC-G5CE
322 | Building Management System | DDC-46 | DDC-46 | ALC | G5CE | Standard | IP (Wired GEN BOS-IoT) | DDC | 6 | 648 | HVACCP-52 | RT64400AGQ | Active | Yes | IN-BLR-ANANTA-DDC-46_6 | uuid://ed480c42-56a6-4304-8509-b1ff5d8878e4 | {"asset":{"guid":"uuid://ed480c42-56a6-4304-8509-b1ff5d8878e4","site":"in-blr-ananta","name":"ddc-46"}} | Chubb |  |  | drv_gen5_108-04-20088 | 107.06.2102 | 108.04.20167 | BACnet IP, MQTT | 11102 | 11501 |  |  |  | Corphosted | 00:E0:C9:28:E3:29 | in-blr-ananta-ddc-46 |  |  |  | 100.95.214.110 | 255.255.240.0 | None |  |  |  |  | Primary | BACnet,47808 | HMI-1 | Broadcast | Yes | N/A | Gateway Device | Excellent | Chubb | 10 | Yes |  | WS/Facilities |  | alc_g5ce | ALC-G5CE
323 | Building Management System | HLI-56 | HLI-56 | ALC | G5CE | Standard | IP (Wired GEN BOS-IoT) | HLI | 6 | 648 | HVACCP-52 | RT644009GQ | Active | Yes | IN-BLR-ANANTA-HLI-56_6 | uuid://a2ead946-bac5-427a-b734-4662e42b4fbe | {"asset":{"guid":"uuid://a2ead946-bac5-427a-b734-4662e42b4fbe","site":"in-blr-ananta","name":"hli-56"}} | Chubb |  |  | drv_gen5_108-04-20088 | 107.06.2102 | 108.04.20167 | BACnet IP, MQTT | 11103 | 11501 |  |  |  | Corphosted | 00:E0:C9:28:E2:E1 | in-blr-ananta-hli-56 |  |  |  | 100.95.214.96 | 255.255.240.0 | None |  |  |  |  | Primary | BACnet,47808 | HMI-1 | Broadcast | Yes | N/A | Gateway Device | Excellent | Chubb | 10 | Yes |  | WS/Facilities |  | alc_g5ce | ALC-G5CE
324 | Building Management System | DDC-47 | DDC-47 | ALC | G5CE | Standard | IP (Wired GEN BOS-IoT) | DDC | 6 | 675 | HVACCP-53 | RT644005IQ | Active | Yes | IN-BLR-ANANTA-DDC-47_6 | uuid://830e0cd2-c530-4bfc-b5b7-235a210fa2fd | {"asset":{"guid":"uuid://830e0cd2-c530-4bfc-b5b7-235a210fa2fd","site":"in-blr-ananta","name":"ddc-47"}} | Chubb |  |  | drv_gen5_108-04-20088 | 107.06.2102 | 108.04.20167 | BACnet IP, MQTT | 11104 | 11501 |  |  |  | Corphosted | 00:E0:C9:28:D8:6D | in-blr-ananta-ddc-47 |  |  |  | 100.95.214.130 | 255.255.240.0 | None |  |  |  |  | Primary | BACnet,47808 | HMI-1 | Broadcast | Yes | N/A | Gateway Device | Excellent | Chubb | 10 | Yes |  | WS/Facilities |  | alc_g5ce | ALC-G5CE
325 | Building Management System | HLI-57 | HLI-57 | ALC | G5CE | Standard | IP (Wired GEN BOS-IoT) | HLI | 6 | 675 | HVACCP-53 | RT64400DCQ | Active | Yes | IN-BLR-ANANTA-HLI-57_6 | uuid://ee46cadb-0e6a-4b2a-b3df-a0de4f82c096 | {"asset":{"guid":"uuid://ee46cadb-0e6a-4b2a-b3df-a0de4f82c096","site":"in-blr-ananta","name":"hli-57"}} | Chubb |  |  | drv_gen5_108-04-20088 | 107.06.2102 | 108.04.20167 | BACnet IP, MQTT | 11105 | 11501 |  |  |  | Corphosted | 00:E0:C9:28:E3:F9 | in-blr-ananta-hli-57 |  |  |  | 100.95.214.7 | 255.255.240.0 | None |  |  |  |  | Primary | BACnet,47808 | HMI-1 | Broadcast | Yes | N/A | Gateway Device | Excellent | Chubb | 10 | Yes |  | WS/Facilities |  | alc_g5ce | ALC-G5CE
326 | Building Management System | DDC-48 | DDC-48 | ALC | G5CE | Standard | IP (Wired GEN BOS-IoT) | DDC | 6 | 634 | HVACCP-54 | RT644004GQ | Active | Yes | IN-BLR-ANANTA-DDC-48_6 | uuid://23e05640-ffc6-4b09-9d8e-daad4301d35d | {"asset":{"guid":"uuid://23e05640-ffc6-4b09-9d8e-daad4301d35d","site":"in-blr-ananta","name":"ddc-48"}} | Chubb |  |  | drv_gen5_108-04-20088 | 107.06.2102 | 108.04.20167 | BACnet IP, MQTT | 11106 | 11501 |  |  |  | Corphosted | 00:E0:C9:28:D2:45 | in-blr-ananta-ddc-48 |  |  |  | 100.95.214.105 | 255.255.240.0 | None |  |  |  |  | Primary | BACnet,47808 | HMI-1 | Broadcast | Yes | N/A | Gateway Device | Excellent | Chubb | 10 | Yes |  | WS/Facilities |  | alc_g5ce | ALC-G5CE
327 | Building Management System | HLI-58 | HLI-58 | ALC | G5CE | Standard | IP (Wired GEN BOS-IoT) | HLI | 6 | 634 | HVACCP-54 | RT644001UQ | Active | Yes | IN-BLR-ANANTA-HLI-58_6 | uuid://5124d8bc-a259-45ac-bc90-7def5dad0e12 | {"asset":{"guid":"uuid://5124d8bc-a259-45ac-bc90-7def5dad0e12","site":"in-blr-ananta","name":"hli-58"}} | Chubb |  |  | drv_gen5_108-04-20088 | 107.06.2102 | 108.04.20167 | BACnet IP, MQTT | 11107 | 11501 |  |  |  | Corphosted | 00:E0:C9:28:D1:89 | in-blr-ananta-hli-58 |  |  |  | 100.95.214.43 | 255.255.240.0 | None |  |  |  |  | Primary | BACnet,47808 | HMI-1 | Broadcast | Yes | N/A | Gateway Device | Excellent | Chubb | 10 | Yes |  | WS/Facilities |  | alc_g5ce | ALC-G5CE
328 | Building Management System | DDC-49 | DDC-49 | ALC | G5CE | Standard | IP (Wired GEN BOS-IoT) | DDC | 6 | 633 | HVACCP-55 | RT6440099Q | Active | Yes | IN-BLR-ANANTA-DDC-49_6 | uuid://b8f86634-d003-4b7a-a838-00c6fddf0348 | {"asset":{"guid":"uuid://b8f86634-d003-4b7a-a838-00c6fddf0348","site":"in-blr-ananta","name":"ddc-49"}} | Chubb |  |  | drv_gen5_108-04-20088 | 107.06.2102 | 108.04.20167 | BACnet IP, MQTT | 11108 | 11501 |  |  |  | Corphosted | 00:E0:C9:28:E2:D3 | in-blr-ananta-ddc-49 |  |  |  | 100.95.214.140 | 255.255.240.0 | None |  |  |  |  | Primary | BACnet,47808 | HMI-1 | Broadcast | Yes | N/A | Gateway Device | Excellent | Chubb | 10 | Yes |  | WS/Facilities |  | alc_g5ce | ALC-G5CE
329 | Building Management System | HLI-59 | HLI-59 | ALC | G5CE | Standard | IP (Wired GEN BOS-IoT) | HLI | 7 | 763 | HVACCP-56 | RT6440040Q | Active | Yes | IN-BLR-ANANTA-HLI-59_7 | uuid://eb566dd5-3eff-451f-a2d3-4b01d9de12cb | {"asset":{"guid":"uuid://eb566dd5-3eff-451f-a2d3-4b01d9de12cb","site":"in-blr-ananta","name":"hli-59"}} | Chubb |  |  | drv_gen5_108-04-20088 | 107.06.2102 | 108.04.20167 | BACnet IP, MQTT | 11109 | 11501 |  |  |  | Corphosted | 00:E0:C9:28:D2:25 | in-blr-ananta-hli-59 |  |  |  | 100.95.214.106 | 255.255.240.0 | None |  |  |  |  | Primary | BACnet,47808 | HMI-1 | Broadcast | Yes | N/A | Gateway Device | Excellent | Chubb | 10 | Yes |  | WS/Facilities |  | alc_g5ce | ALC-G5CE
330 | Building Management System | HLI-60 | HLI-60 | ALC | OFHI | Standard | IP (Wired GEN BOS-IoT) | HLI | 7 | 763 | HVACCP-56 | RT64400CRQ | Active | Yes | IN-BLR-ANANTA-HLI-60_7 | uuid://fb157638-4186-4206-b696-fc56b7445bd1 | {"asset":{"guid":"uuid://fb157638-4186-4206-b696-fc56b7445bd1","site":"in-blr-ananta","name":"hli-60"}} | Chubb |  |  | drv_gen5_108-04-20088 | 107.06.2102 | 108.04.20167 | BACnet IP, MQTT | 11110 | 11501 |  |  |  | Corphosted | 00:E0:C9:28:E3:CF | in-blr-ananta-hli-60 |  |  |  | 100.95.214.142 | 255.255.240.0 | None |  |  |  |  | Primary | BACnet,47808 | HMI-1 | Broadcast | Yes | N/A | Gateway Device | Excellent | Chubb | 10 | Yes |  | WS/Facilities |  | alc_ofhi | ALC-OFHI
331 | Building Management System | DDC-50 | DDC-50 | ALC | G5CE | Standard | IP (Wired GEN BOS-IoT) | DDC | 7 | 719 | HVACCP-57 | RT644000EQ | Active | Yes | IN-BLR-ANANTA-DDC-50_7 | uuid://d15567a8-b41e-4e67-b146-8b20c97c9cc4 | {"asset":{"guid":"uuid://d15567a8-b41e-4e67-b146-8b20c97c9cc4","site":"in-blr-ananta","name":"ddc-50"}} | Chubb |  |  | drv_gen5_108-04-20088 | 107.06.2102 | 108.04.20167 | BACnet IP, MQTT | 11111 | 11501 |  |  |  | Corphosted | 00:E0:C9:28:D1:21 | in-blr-ananta-ddc-50 |  |  |  | 100.95.214.126 | 255.255.240.0 | None |  |  |  |  | Primary | BACnet,47808 | HMI-1 | Broadcast | Yes | N/A | Gateway Device | Excellent | Chubb | 10 | Yes |  | WS/Facilities |  | alc_g5ce | ALC-G5CE
332 | Building Management System | HLI-61 | HLI-61 | ALC | G5CE | Standard | IP (Wired GEN BOS-IoT) | HLI | 7 | 719 | HVACCP-57 | RT644002CQ | Active | Yes | IN-BLR-ANANTA-HLI-61_7 | uuid://1d73bac1-4a35-4e4c-a9a9-49fd918db617 | {"asset":{"guid":"uuid://1d73bac1-4a35-4e4c-a9a9-49fd918db617","site":"in-blr-ananta","name":"hli-61"}} | Chubb |  |  | drv_gen5_108-04-20088 | 107.06.2102 | 108.04.20167 | BACnet IP, MQTT | 11112 | 11501 |  |  |  | Corphosted | 00:E0:C9:28:D1:AD | in-blr-ananta-hli-61 |  |  |  | 100.95.214.150 | 255.255.240.0 | None |  |  |  |  | Primary | BACnet,47808 | HMI-1 | Broadcast | Yes | N/A | Gateway Device | Excellent | Chubb | 10 | Yes |  | WS/Facilities |  | alc_g5ce | ALC-G5CE
333 | Building Management System | DDC-51 | DDC-51 | ALC | G5CE | Standard | IP (Wired GEN BOS-IoT) | DDC | 7 | 748 | HVACCP-58 | RT644007YQ | Active | Yes | IN-BLR-ANANTA-DDC-51_7 | uuid://0d4a3a76-7741-4d93-9f3a-c08788f1ed03 | {"asset":{"guid":"uuid://0d4a3a76-7741-4d93-9f3a-c08788f1ed03","site":"in-blr-ananta","name":"ddc-51"}} | Chubb |  |  | drv_gen5_108-04-20088 | 107.06.2102 | 108.04.20167 | BACnet IP, MQTT | 11113 | 11501 |  |  |  | Corphosted | 00:E0:C9:28:DB:1D | in-blr-ananta-ddc-51 |  |  |  | 100.95.214.118 | 255.255.240.0 | None |  |  |  |  | Primary | BACnet,47808 | HMI-1 | Broadcast | Yes | N/A | Gateway Device | Excellent | Chubb | 10 | Yes |  | WS/Facilities |  | alc_g5ce | ALC-G5CE
334 | Building Management System | HLI-62 | HLI-62 | ALC | G5CE | Standard | IP (Wired GEN BOS-IoT) | HLI | 7 | 748 | HVACCP-58 | RT643000VQ | Active | Yes | IN-BLR-ANANTA-HLI-62_7 | uuid://ff8306a2-5324-4ce2-b45d-7340b75c6f0f | {"asset":{"guid":"uuid://ff8306a2-5324-4ce2-b45d-7340b75c6f0f","site":"in-blr-ananta","name":"hli-62"}} | Chubb |  |  | drv_gen5_108-04-20088 | 107.06.2102 | 108.04.20167 | BACnet IP, MQTT | 11114 | 11501 |  |  |  | Corphosted | 00:E0:C9:28:C9:00 | in-blr-ananta-hli-62 |  |  |  | 100.95.214.127 | 255.255.240.0 | None |  |  |  |  | Primary | BACnet,47808 | HMI-1 | Broadcast | Yes | N/A | Gateway Device | Excellent | Chubb | 10 | Yes |  | WS/Facilities |  | alc_g5ce | ALC-G5CE
335 | Building Management System | DDC-52 | DDC-52 | ALC | G5CE | Standard | IP (Wired GEN BOS-IoT) | DDC | 7 | 775 | HVACCP-59 | RT6440061Q | Active | Yes | IN-BLR-ANANTA-DDC-52_7 | uuid://b2d9b1f9-5285-4331-8956-41c6de234f8d | {"asset":{"guid":"uuid://b2d9b1f9-5285-4331-8956-41c6de234f8d","site":"in-blr-ananta","name":"ddc-52"}} | Chubb |  |  | drv_gen5_108-04-20088 | 107.06.2102 | 108.04.20167 | BACnet IP, MQTT | 11115 | 11501 |  |  |  | Corphosted | 00:E0:C9:28:DA:93 | in-blr-ananta-ddc-52 |  |  |  | 100.95.214.107 | 255.255.240.0 | None |  |  |  |  | Primary | BACnet,47808 | HMI-1 | Broadcast | Yes | N/A | Gateway Device | Excellent | Chubb | 10 | Yes |  | WS/Facilities |  | alc_g5ce | ALC-G5CE
336 | Building Management System | HLI-63 | HLI-63 | ALC | G5CE | Standard | IP (Wired GEN BOS-IoT) | HLI | 7 | 775 | HVACCP-59 | RT644003WQ | Active | Yes | IN-BLR-ANANTA-HLI-63_7 | uuid://b4507d36-f013-426c-863d-bba6bf8eb2fb | {"asset":{"guid":"uuid://b4507d36-f013-426c-863d-bba6bf8eb2fb","site":"in-blr-ananta","name":"hli-63"}} | Chubb |  |  | drv_gen5_108-04-20088 | 107.06.2102 | 108.04.20167 | BACnet IP, MQTT | 11116 | 11501 |  |  |  | Corphosted | 00:E0:C9:28:D2:1D | in-blr-ananta-hli-63 |  |  |  | 100.95.214.134 | 255.255.240.0 | None |  |  |  |  | Primary | BACnet,47808 | HMI-1 | Broadcast | Yes | N/A | Gateway Device | Excellent | Chubb | 10 | Yes |  | WS/Facilities |  | alc_g5ce | ALC-G5CE
337 | Building Management System | DDC-53 | DDC-53 | ALC | G5CE | Standard | IP (Wired GEN BOS-IoT) | DDC | 7 | 734 | HVACCP-60 | RT644005HQ | Active | Yes | IN-BLR-ANANTA-DDC-53_7 | uuid://e6cee0cc-309b-45f5-afa1-1a770d575abd | {"asset":{"guid":"uuid://e6cee0cc-309b-45f5-afa1-1a770d575abd","site":"in-blr-ananta","name":"ddc-53"}} | Chubb |  |  | drv_gen5_108-04-20088 | 107.06.2102 | 108.04.20167 | BACnet IP, MQTT | 11117 | 11501 |  |  |  | Corphosted | 00:E0:C9:28:DA:6B | in-blr-ananta-ddc-53 |  |  |  | 100.95.214.112 | 255.255.240.0 | None |  |  |  |  | Primary | BACnet,47808 | HMI-1 | Broadcast | Yes | N/A | Gateway Device | Excellent | Chubb | 10 | Yes |  | WS/Facilities |  | alc_g5ce | ALC-G5CE
338 | Building Management System | HLI-64 | HLI-64 | ALC | G5CE | Standard | IP (Wired GEN BOS-IoT) | HLI | 7 | 734 | HVACCP-60 | RT644000PQ | Active | Yes | IN-BLR-ANANTA-HLI-64_7 | uuid://de22413b-0ffb-4e5c-80d0-ea3aac0d988b | {"asset":{"guid":"uuid://de22413b-0ffb-4e5c-80d0-ea3aac0d988b","site":"in-blr-ananta","name":"hli-64"}} | Chubb |  |  | drv_gen5_108-04-20088 | 107.06.2102 | 108.04.20167 | BACnet IP, MQTT | 11118 | 11501 |  |  |  | Corphosted | 00:E0:C9:28:D1:37 | in-blr-ananta-hli-64 |  |  |  | 100.95.214.116 | 255.255.240.0 | None |  |  |  |  | Primary | BACnet,47808 | HMI-1 | Broadcast | Yes | N/A | Gateway Device | Excellent | Chubb | 10 | Yes |  | WS/Facilities |  | alc_g5ce | ALC-G5CE
339 | Building Management System | DDC-54 | DDC-54 | ALC | G5CE | Standard | IP (Wired GEN BOS-IoT) | DDC | 7 | 733 | HVACCP-61 | RT6440060Q | Active | Yes | IN-BLR-ANANTA-DDC-54_7 | uuid://f6cb0eab-a8db-481c-a40c-0f9f4880f615 | {"asset":{"guid":"uuid://f6cb0eab-a8db-481c-a40c-0f9f4880f615","site":"in-blr-ananta","name":"ddc-54"}} | Chubb |  |  | drv_gen5_108-04-20088 | 107.06.2102 | 108.04.20167 | BACnet IP, MQTT | 11119 | 11501 |  |  |  | Corphosted | 00:E0:C9:28:DA:91 | in-blr-ananta-ddc-54 |  |  |  | 100.95.214.121 | 255.255.240.0 | None |  |  |  |  | Primary | BACnet,47808 | HMI-1 | Broadcast | Yes | N/A | Gateway Device | Excellent | Chubb | 10 | Yes |  | WS/Facilities |  | alc_g5ce | ALC-G5CE
340 | Building Management System | HLI-65 | HLI-65 | ALC | G5CE | Standard | IP (Wired GEN BOS-IoT) | HLI | 7 | 733 | HVACCP-61 | RT6440046Q | Active | Yes | IN-BLR-ANANTA-HLI-65_7 | uuid://85f8f21e-043d-4f10-93a2-f67979e41e6a | {"asset":{"guid":"uuid://85f8f21e-043d-4f10-93a2-f67979e41e6a","site":"in-blr-ananta","name":"hli-65"}} | Chubb |  |  | drv_gen5_108-04-20088 | 107.06.2102 | 108.04.20167 | BACnet IP, MQTT | 11120 | 11501 |  |  |  | Corphosted | 00:E0:C9:28:D2:31 | in-blr-ananta-hli-65 |  |  |  | 100.95.214.128 | 255.255.240.0 | None |  |  |  |  | Primary | BACnet,47808 | HMI-1 | Broadcast | Yes | N/A | Gateway Device | Excellent | Chubb | 10 | Yes |  | WS/Facilities |  | alc_g5ce | ALC-G5CE
341 | Building Management System | HLI-66 | HLI-66 | ALC | G5CE | Standard | IP (Wired GEN BOS-IoT) | HLI | 7 | 733 | HVACCP-61 | RT64300NJQ | Active | Yes | IN-BLR-ANANTA-HLI-66_7 | uuid://5df4213c-b782-49d2-aaea-e35efe53dce2 | {"asset":{"guid":"uuid://5df4213c-b782-49d2-aaea-e35efe53dce2","site":"in-blr-ananta","name":"hli-66"}} | Chubb |  |  | drv_gen5_108-04-20088 | 107.06.2102 | 108.04.20167 | BACnet IP, MQTT | 11121 | 11501 |  |  |  | Corphosted | 00:E0:C9:28:C8:A0 | in-blr-ananta-hli-66 |  |  |  | 100.95.214.146 | 255.255.240.0 | None |  |  |  |  | Primary | BACnet,47808 | HMI-1 | Broadcast | Yes | N/A | Gateway Device | Excellent | Chubb | 10 | Yes |  | WS/Facilities |  | alc_g5ce | ALC-G5CE
342 | Building Management System | HLI-67 | HLI-67 | ALC | G5CE | Standard | IP (Wired GEN BOS-IoT) | HLI | 8 | 863 | HVACCP-62 | RT644003AQ | Active | Yes | IN-BLR-ANANTA-HLI-67_8 | uuid://83089105-29a1-4c36-99c4-ac9a57c12dde | {"asset":{"guid":"uuid://83089105-29a1-4c36-99c4-ac9a57c12dde","site":"in-blr-ananta","name":"hli-67"}} | Chubb |  |  | drv_gen5_108-04-20088 | 107.06.2102 | 108.04.20167 | BACnet IP, MQTT | 11122 | 11501 |  |  |  | Corphosted | 00:E0:C9:28:00:00 | in-blr-ananta-hli-67 |  |  |  | 100.95.214.19 | 255.255.240.0 | None |  |  |  |  | Primary | BACnet,47808 | HMI-1 | Broadcast | Yes | N/A | Gateway Device | Excellent | Chubb | 10 | Yes |  | WS/Facilities |  | alc_g5ce | ALC-G5CE
343 | Building Management System | HLI-68 | HLI-68 | ALC | OFHI | Standard | IP (Wired GEN BOS-IoT) | HLI | 8 | 863 | HVACCP-62 | RT6440084Q | Active | Yes | IN-BLR-ANANTA-HLI-68_8 | uuid://cd5060f3-8a7f-47ec-b3dd-357c14ef47a9 | {"asset":{"guid":"uuid://cd5060f3-8a7f-47ec-b3dd-357c14ef47a9","site":"in-blr-ananta","name":"hli-68"}} | Chubb |  |  | drv_gen5_108-04-20088 | 107.06.2102 | 108.04.20167 | BACnet IP, MQTT | 11123 | 11501 |  |  |  | Corphosted | 00:E0:C9:28:DB:29 | in-blr-ananta-hli-68 |  |  |  | 100.95.214.148 | 255.255.240.0 | None |  |  |  |  | Primary | BACnet,47808 | HMI-1 | Broadcast | Yes | N/A | Gateway Device | Excellent | Chubb | 10 | Yes |  | WS/Facilities |  | alc_ofhi | ALC-OFHI
344 | Building Management System | DDC-55 | DDC-55 | ALC | G5CE | Standard | IP (Wired GEN BOS-IoT) | DDC | 8 | 819 | HVACCP-63 | RT6440039Q | Active | Yes | IN-BLR-ANANTA-DDC-55_8 | uuid://5a21e0e8-bcd6-4ee4-a43b-78f6222d46e5 | {"asset":{"guid":"uuid://5a21e0e8-bcd6-4ee4-a43b-78f6222d46e5","site":"in-blr-ananta","name":"ddc-55"}} | Chubb |  |  | drv_gen5_108-04-20088 | 107.06.2102 | 108.04.20167 | BACnet IP, MQTT | 11124 | 11501 |  |  |  | Corphosted | 00:E0:C9:28:D1:EF | in-blr-ananta-ddc-55 |  |  |  | 100.95.214.38 | 255.255.240.0 | None |  |  |  |  | Primary | BACnet,47808 | HMI-1 | Broadcast | Yes | N/A | Gateway Device | Excellent | Chubb | 10 | Yes |  | WS/Facilities |  | alc_g5ce | ALC-G5CE
345 | Building Management System | HLI-69 | HLI-69 | ALC | G5CE | Standard | IP (Wired GEN BOS-IoT) | HLI | 8 | 819 | HVACCP-63 | RT6440062Q | Active | Yes | IN-BLR-ANANTA-HLI-69_8 | uuid://54b2c946-ae97-4aaf-b415-2f83fd2d90b7 | {"asset":{"guid":"uuid://54b2c946-ae97-4aaf-b415-2f83fd2d90b7","site":"in-blr-ananta","name":"hli-69"}} | Chubb |  |  | drv_gen5_108-04-20088 | 107.06.2102 | 108.04.20167 | BACnet IP, MQTT | 11125 | 11501 |  |  |  | Corphosted | 00:E0:C9:28:DA:95 | in-blr-ananta-hli-69 |  |  |  | 100.95.214.81 | 255.255.240.0 | None |  |  |  |  | Primary | BACnet,47808 | HMI-1 | Broadcast | Yes | N/A | Gateway Device | Excellent | Chubb | 10 | Yes |  | WS/Facilities |  | alc_g5ce | ALC-G5CE
346 | Building Management System | DDC-56 | DDC-56 | ALC | G5CE | Standard | IP (Wired GEN BOS-IoT) | DDC | 8 | 848 | HVACCP-64 | RT644001QQ | Active | Yes | IN-BLR-ANANTA-DDC-56_8 | uuid://50b0984b-2f6c-4f0a-b998-39b0a65f5d93 | {"asset":{"guid":"uuid://50b0984b-2f6c-4f0a-b998-39b0a65f5d93","site":"in-blr-ananta","name":"ddc-56"}} | Chubb |  |  | drv_gen5_108-04-20088 | 107.06.2102 | 108.04.20167 | BACnet IP, MQTT | 11126 | 11501 |  |  |  | Corphosted | 00:E0:C9:28:D1:81 | in-blr-ananta-ddc-56 |  |  |  | 100.95.214.147 | 255.255.240.0 | None |  |  |  |  | Primary | BACnet,47808 | HMI-1 | Broadcast | Yes | N/A | Gateway Device | Excellent | Chubb | 10 | Yes |  | WS/Facilities |  | alc_g5ce | ALC-G5CE
347 | Building Management System | HLI-70 | HLI-70 | ALC | G5CE | Standard | IP (Wired GEN BOS-IoT) | HLI | 8 | 848 | HVACCP-64 | RT644007CQ | Active | Yes | IN-BLR-ANANTA-HLI-70_8 | uuid://a9c50594-8637-4758-b6fd-6e523590143d | {"asset":{"guid":"uuid://a9c50594-8637-4758-b6fd-6e523590143d","site":"in-blr-ananta","name":"hli-70"}} | Chubb |  |  | drv_gen5_108-04-20088 | 107.06.2102 | 108.04.20167 | BACnet IP, MQTT | 11127 | 11501 |  |  |  | Corphosted | 00:E0:C9:28:DA:F1 | in-blr-ananta-hli-70 |  |  |  | 100.95.214.103 | 255.255.240.0 | None |  |  |  |  | Primary | BACnet,47808 | HMI-1 | Broadcast | Yes | N/A | Gateway Device | Excellent | Chubb | 10 | Yes |  | WS/Facilities |  | alc_g5ce | ALC-G5CE
348 | Building Management System | DDC-57 | DDC-57 | ALC | G5CE | Standard | IP (Wired GEN BOS-IoT) | DDC | 8 | 875 | HVACCP-65 | RT644004UQ | Active | Yes | IN-BLR-ANANTA-DDC-57_8 | uuid://5848f99e-d84c-40dc-96e9-8abf690fa7e1 | {"asset":{"guid":"uuid://5848f99e-d84c-40dc-96e9-8abf690fa7e1","site":"in-blr-ananta","name":"ddc-57"}} | Chubb |  |  | drv_gen5_108-04-20088 | 107.06.2102 | 108.04.20167 | BACnet IP, MQTT | 11128 | 11501 |  |  |  | Corphosted | 00:E0:C9:28:DA:3D | in-blr-ananta-ddc-57 |  |  |  | 100.95.214.135 | 255.255.240.0 | None |  |  |  |  | Primary | BACnet,47808 | HMI-1 | Broadcast | Yes | N/A | Gateway Device | Excellent | Chubb | 10 | Yes |  | WS/Facilities |  | alc_g5ce | ALC-G5CE
349 | Building Management System | HLI-71 | HLI-71 | ALC | G5CE | Standard | IP (Wired GEN BOS-IoT) | HLI | 8 | 875 | HVACCP-65 | RT644004AQ | Active | Yes | IN-BLR-ANANTA-HLI-71_8 | uuid://c8ba27f4-be56-4337-af77-0bfb24bb4a6e | {"asset":{"guid":"uuid://c8ba27f4-be56-4337-af77-0bfb24bb4a6e","site":"in-blr-ananta","name":"hli-71"}} | Chubb |  |  | drv_gen5_108-04-20088 | 107.06.2102 | 108.04.20167 | BACnet IP, MQTT | 11212 | 11501 |  |  |  | Corphosted | 00:E0:C9:28:D2:39 | in-blr-ananta-hli-71 |  |  |  | 100.95.214.137 | 255.255.240.0 | None |  |  |  |  | Primary | BACnet,47808 | HMI-1 | Broadcast | Yes | N/A | Gateway Device | Excellent | Chubb | 10 | Yes |  | WS/Facilities |  | alc_g5ce | ALC-G5CE
350 | Building Management System | DDC-58 | DDC-58 | ALC | G5CE | Standard | IP (Wired GEN BOS-IoT) | DDC | 8 | 834 | HVACCP-66 | RT644000AQ | Active | Yes | IN-BLR-ANANTA-DDC-58_8 | uuid://3f892793-ff98-4ea6-aeaa-f7669d8a99d3 | {"asset":{"guid":"uuid://3f892793-ff98-4ea6-aeaa-f7669d8a99d3","site":"in-blr-ananta","name":"ddc-58"}} | Chubb |  |  | drv_gen5_108-04-20088 | 107.06.2102 | 108.04.20167 | BACnet IP, MQTT | 11213 | 11501 |  |  |  | Corphosted | 00:E0:C9:28:D1:19 | in-blr-ananta-ddc-58 |  |  |  | 100.95.214.153 | 255.255.240.0 | None |  |  |  |  | Primary | BACnet,47808 | HMI-1 | Broadcast | Yes | N/A | Gateway Device | Excellent | Chubb | 10 | Yes |  | WS/Facilities |  | alc_g5ce | ALC-G5CE
351 | Building Management System | HLI-72 | HLI-72 | ALC | G5CE | Standard | IP (Wired GEN BOS-IoT) | HLI | 8 | 834 | HVACCP-66 | RT6440045Q | Active | Yes | IN-BLR-ANANTA-HLI-72_8 | uuid://8a5fda8b-ba65-4773-b05e-d495994ab352 | {"asset":{"guid":"uuid://8a5fda8b-ba65-4773-b05e-d495994ab352","site":"in-blr-ananta","name":"hli-72"}} | Chubb |  |  | drv_gen5_108-04-20088 | 107.06.2102 | 108.04.20167 | BACnet IP, MQTT | 11214 | 11501 |  |  |  | Corphosted | 00:E0:C9:28:D2:2F | in-blr-ananta-hli-72 |  |  |  | 100.95.214.109 | 255.255.240.0 | None |  |  |  |  | Primary | BACnet,47808 | HMI-1 | Broadcast | Yes | N/A | Gateway Device | Excellent | Chubb | 10 | Yes |  | WS/Facilities |  | alc_g5ce | ALC-G5CE
352 | Building Management System | HLI-73 | HLI-73 | ALC | G5CE | Standard | IP (Wired GEN BOS-IoT) | HLI | 8 | 833 | HVACCP-67 | RT644009KQ | Active | Yes | IN-BLR-ANANTA-HLI-73_8 | uuid://054fe689-b6e6-4aef-a2f7-ee91fc82a1cc | {"asset":{"guid":"uuid://054fe689-b6e6-4aef-a2f7-ee91fc82a1cc","site":"in-blr-ananta","name":"hli-73"}} | Chubb |  |  | drv_gen5_108-04-20088 | 107.06.2102 | 108.04.20167 | BACnet IP, MQTT | 11223 | 11501 |  |  |  | Corphosted | 00:E0:C9:28:E2:E9 | in-blr-ananta-hli-73 |  |  |  | 100.95.214.125 | 255.255.240.0 | None |  |  |  |  | Primary | BACnet,47808 | HMI-1 | Broadcast | Yes | N/A | Gateway Device | Excellent | Chubb | 10 | Yes |  | WS/Facilities |  | alc_g5ce | ALC-G5CE
353 | Building Management System | HLI-74 | HLI-74 | ALC | G5CE | Standard | IP (Wired GEN BOS-IoT) | HLI | 8 | 833 | HVACCP-67 | RT6440041Q | Active | Yes | IN-BLR-ANANTA-HLI-74_8 | uuid://cc323667-e9cb-492a-a849-6ec92ce616d6 | {"asset":{"guid":"uuid://cc323667-e9cb-492a-a849-6ec92ce616d6","site":"in-blr-ananta","name":"hli-74"}} | Chubb |  |  | drv_gen5_108-04-20088 | 107.06.2102 | 108.04.20167 | BACnet IP, MQTT | 11345 | 11501 |  |  |  | Corphosted | 00:E0:C9:28:D2:27 | in-blr-ananta-hli-74 |  |  |  | 100.95.214.100 | 255.255.240.0 | None |  |  |  |  | Primary | BACnet,47808 | HMI-1 | Broadcast | Yes | N/A | Gateway Device | Excellent | Chubb | 10 | Yes |  | WS/Facilities |  | alc_g5ce | ALC-G5CE
354 | Building Management System | HLI-75 | HLI-75 | ALC | G5CE | Standard | IP (Wired GEN BOS-IoT) | HLI | 9 | 963 | HVACCP-68 | RT644000WQ | Active | Yes | IN-BLR-ANANTA-HLI-75_9 | uuid://de63acfd-20a3-45db-8190-1642b058ff89 | {"asset":{"guid":"uuid://de63acfd-20a3-45db-8190-1642b058ff89","site":"in-blr-ananta","name":"hli-75"}} | Chubb |  |  | drv_gen5_108-04-20088 | 107.06.2102 | 108.04.20167 | BACnet IP, MQTT | 11280 | 11501 |  |  |  | Corphosted | 00:E0:C9:28:D1:45 | in-blr-ananta-hli-75 |  |  |  | 100.95.214.139 | 255.255.240.0 | None |  |  |  |  | Primary | BACnet,47808 | HMI-1 | Broadcast | Yes | N/A | Gateway Device | Excellent | Chubb | 10 | Yes |  | WS/Facilities |  | alc_g5ce | ALC-G5CE
355 | Building Management System | HLI-76 | HLI-76 | ALC | OFHI | Standard | IP (Wired GEN BOS-IoT) | HLI | 9 | 963 | HVACCP-68 | RT6440083Q | Active | Yes | IN-BLR-ANANTA-HLI-76_9 | uuid://bc8d17de-46e3-42ab-9009-e158f42f6117 | {"asset":{"guid":"uuid://bc8d17de-46e3-42ab-9009-e158f42f6117","site":"in-blr-ananta","name":"hli-76"}} | Chubb |  |  | drv_gen5_108-04-20088 | 107.06.2102 | 108.04.20167 | BACnet IP, MQTT | 11281 | 11501 |  |  |  | Corphosted | 00:E0:C9:28:DB:27 | in-blr-ananta-hli-76 |  |  |  | 100.95.214.28 | 255.255.240.0 | None |  |  |  |  | Primary | BACnet,47808 | HMI-1 | Broadcast | Yes | N/A | Gateway Device | Excellent | Chubb | 10 | Yes |  | WS/Facilities |  | alc_ofhi | ALC-OFHI
356 | Building Management System | DDC-59 | DDC-59 | ALC | G5CE | Standard | IP (Wired GEN BOS-IoT) | DDC | 9 | 919 | HVACCP-69 | RT644004RQ | Active | Yes | IN-BLR-ANANTA-DDC-59_9 | uuid://21c36cb2-8b61-45f4-8f99-5d068462b2db | {"asset":{"guid":"uuid://21c36cb2-8b61-45f4-8f99-5d068462b2db","site":"in-blr-ananta","name":"ddc-59"}} | Chubb |  |  | drv_gen5_108-04-20088 | 107.06.2102 | 108.04.20167 | BACnet IP, MQTT | 11287 | 11501 |  |  |  | Corphosted | 00:E0:C9:28:DA:37 | in-blr-ananta-ddc-59 |  |  |  | 100.95.214.165 | 255.255.240.0 | None |  |  |  |  | Primary | BACnet,47808 | HMI-1 | Broadcast | Yes | N/A | Gateway Device | Excellent | Chubb | 10 | Yes |  | WS/Facilities |  | alc_g5ce | ALC-G5CE
357 | Building Management System | HLI-77 | HLI-77 | ALC | G5CE | Standard | IP (Wired GEN BOS-IoT) | HLI | 9 | 919 | HVACCP-69 | RT644007TQ | Active | Yes | IN-BLR-ANANTA-HLI-77_9 | uuid://5b96fd6e-ebe7-4648-8468-cc19ee7bdb48 | {"asset":{"guid":"uuid://5b96fd6e-ebe7-4648-8468-cc19ee7bdb48","site":"in-blr-ananta","name":"hli-77"}} | Chubb |  |  | drv_gen5_108-04-20088 | 107.06.2102 | 108.04.20167 | BACnet IP, MQTT | 11282 | 11501 |  |  |  | Corphosted | 00:E0:C9:28:DB:13 | in-blr-ananta-hli-77 |  |  |  | 100.95.214.168 | 255.255.240.0 | None |  |  |  |  | Primary | BACnet,47808 | HMI-1 | Broadcast | Yes | N/A | Gateway Device | Excellent | Chubb | 10 | Yes |  | WS/Facilities |  | alc_g5ce | ALC-G5CE
358 | Building Management System | DDC-60 | DDC-60 | ALC | G5CE | Standard | IP (Wired GEN BOS-IoT) | DDC | 9 | 948 | HVACCP-70 | RT6440031Q | Active | Yes | IN-BLR-ANANTA-DDC-60_9 | uuid://e3a7a713-ac5d-4a30-8d2f-b1539dc96986 | {"asset":{"guid":"uuid://e3a7a713-ac5d-4a30-8d2f-b1539dc96986","site":"in-blr-ananta","name":"ddc-60"}} | Chubb |  |  | drv_gen5_108-04-20088 | 107.06.2102 | 108.04.20167 | BACnet IP, MQTT | 11288 | 11501 |  |  |  | Corphosted | 00:E0:C9:28:D1:DF | in-blr-ananta-ddc-60 |  |  |  | 100.95.214.154 | 255.255.240.0 | None |  |  |  |  | Primary | BACnet,47808 | HMI-1 | Broadcast | Yes | N/A | Gateway Device | Excellent | Chubb | 10 | Yes |  | WS/Facilities |  | alc_g5ce | ALC-G5CE
359 | Building Management System | HLI-78 | HLI-78 | ALC | G5CE | Standard | IP (Wired GEN BOS-IoT) | HLI | 9 | 948 | HVACCP-70 | RT6440006Q | Active | Yes | IN-BLR-ANANTA-HLI-78_9 | uuid://a411f60e-a0d0-44d1-a950-f78423944462 | {"asset":{"guid":"uuid://a411f60e-a0d0-44d1-a950-f78423944462","site":"in-blr-ananta","name":"hli-78"}} | Chubb |  |  | drv_gen5_108-04-20088 | 107.06.2102 | 108.04.20167 | BACnet IP, MQTT | 11283 | 11501 |  |  |  | Corphosted | 00:E0:C9:28:D1:11 | in-blr-ananta-hli-78 |  |  |  | 100.95.214.169 | 255.255.240.0 | None |  |  |  |  | Primary | BACnet,47808 | HMI-1 | Broadcast | Yes | N/A | Gateway Device | Excellent | Chubb | 10 | Yes |  | WS/Facilities |  | alc_g5ce | ALC-G5CE
360 | Building Management System | HLI-79 | HLI-79 | ALC | G5CE | Standard | IP (Wired GEN BOS-IoT) | HLI | 9 | 948 | HVACCP-71 | RT644003MQ | Active | Yes | IN-BLR-ANANTA-HLI-79_9 | uuid://a95f2afd-f521-42a6-840c-a8dd8c26e8e1 | {"asset":{"guid":"uuid://a95f2afd-f521-42a6-840c-a8dd8c26e8e1","site":"in-blr-ananta","name":"hli-79"}} | Chubb |  |  | drv_gen5_108-04-20088 | 107.06.2102 | 108.04.20167 | BACnet IP, MQTT | 11284 | 11501 |  |  |  | Corphosted | 00:E0:C9:28:D2:09 | in-blr-ananta-hli-79 |  |  |  | 100.95.214.123 | 255.255.240.0 | None |  |  |  |  | Primary | BACnet,47808 | HMI-1 | Broadcast | Yes | N/A | Gateway Device | Excellent | Chubb | 10 | Yes |  | WS/Facilities |  | alc_g5ce | ALC-G5CE
361 | Building Management System | DDC-61 | DDC-61 | ALC | G5CE | Standard | IP (Wired GEN BOS-IoT) | DDC | 9 | 975 | HVACCP-72 | RT64300LSQ | Active | Yes | IN-BLR-ANANTA-DDC-61_9 | uuid://3fc6be45-b85f-4fe7-adb7-c2dcc3e30383 | {"asset":{"guid":"uuid://3fc6be45-b85f-4fe7-adb7-c2dcc3e30383","site":"in-blr-ananta","name":"ddc-61"}} | Chubb |  |  | drv_gen5_108-04-20088 | 107.06.2102 | 108.04.20167 | BACnet IP, MQTT | 11289 | 11501 |  |  |  | Corphosted | 00:E0:C9:28:C8:22 | in-blr-ananta-ddc-61 |  |  |  | 100.95.214.158 | 255.255.240.0 | None |  |  |  |  | Primary | BACnet,47808 | HMI-1 | Broadcast | Yes | N/A | Gateway Device | Excellent | Chubb | 10 | Yes |  | WS/Facilities |  | alc_g5ce | ALC-G5CE
362 | Building Management System | HLI-80 | HLI-80 | ALC | G5CE | Standard | IP (Wired GEN BOS-IoT) | HLI | 9 | 975 | HVACCP-72 | RT644006CQ | Active | Yes | IN-BLR-ANANTA-HLI-80_9 | uuid://35d133ed-06ff-4c52-a5e4-8681b1372bf6 | {"asset":{"guid":"uuid://35d133ed-06ff-4c52-a5e4-8681b1372bf6","site":"in-blr-ananta","name":"hli-80"}} | Chubb |  |  | drv_gen5_108-04-20088 | 107.06.2102 | 108.04.20167 | BACnet IP, MQTT | 11285 | 11501 |  |  |  | Corphosted | 00:E0:C9:28:DA:A9 | in-blr-ananta-hli-80 |  |  |  | 100.95.214.181 | 255.255.240.0 | None |  |  |  |  | Primary | BACnet,47808 | HMI-1 | Broadcast | Yes | N/A | Gateway Device | Excellent | Chubb | 10 | Yes |  | WS/Facilities |  | alc_g5ce | ALC-G5CE
363 | Building Management System | DDC-62 | DDC-62 | ALC | G5CE | Standard | IP (Wired GEN BOS-IoT) | DDC | 9 | 934 | HVACCP-73 | RT644004BQ | Active | Yes | IN-BLR-ANANTA-DDC-62_9 | uuid://0a119a58-6ac4-4d9c-9dc2-63c81532a420 | {"asset":{"guid":"uuid://0a119a58-6ac4-4d9c-9dc2-63c81532a420","site":"in-blr-ananta","name":"ddc-62"}} | Chubb |  |  | drv_gen5_108-04-20088 | 107.06.2102 | 108.04.20167 | BACnet IP, MQTT | 11290 | 11501 |  |  |  | Corphosted | 00:E0:C9:28:D2:3B | in-blr-ananta-ddc-62 |  |  |  | 100.95.214.159 | 255.255.240.0 | None |  |  |  |  | Primary | BACnet,47808 | HMI-1 | Broadcast | Yes | N/A | Gateway Device | Excellent | Chubb | 10 | Yes |  | WS/Facilities |  | alc_g5ce | ALC-G5CE
364 | Building Management System | HLI-81 | HLI-81 | ALC | G5CE | Standard | IP (Wired GEN BOS-IoT) | HLI | 9 | 934 | HVACCP-73 | RT644009AQ | Active | Yes | IN-BLR-ANANTA-HLI-81_9 | uuid://2ff77399-9d42-4aed-b50c-76b9bddf3fc2 | {"asset":{"guid":"uuid://2ff77399-9d42-4aed-b50c-76b9bddf3fc2","site":"in-blr-ananta","name":"hli-81"}} | Chubb |  |  | drv_gen5_108-04-20088 | 107.06.2102 | 108.04.20167 | BACnet IP, MQTT | 11286 | 11501 |  |  |  | Corphosted | 00:E0:C9:28:E2:D5 | in-blr-ananta-hli-81 |  |  |  | 100.95.214.111 | 255.255.240.0 | None |  |  |  |  | Primary | BACnet,47808 | HMI-1 | Broadcast | Yes | N/A | Gateway Device | Excellent | Chubb | 10 | Yes |  | WS/Facilities |  | alc_g5ce | ALC-G5CE
365 | Building Management System | DDC-63 | DDC-63 | ALC | G5CE | Standard | IP (Wired GEN BOS-IoT) | DDC | 9 | 933 | HVACCP-74 | RT64300M2Q | Active | Yes | IN-BLR-ANANTA-DDC-63_9 | uuid://37eeb8a1-0eb3-483f-adc4-4d8a1b3e8325 | {"asset":{"guid":"uuid://37eeb8a1-0eb3-483f-adc4-4d8a1b3e8325","site":"in-blr-ananta","name":"ddc-63"}} | Chubb |  |  | drv_gen5_108-04-20088 | 107.06.2102 | 108.04.20167 | BACnet IP, MQTT | 11291 | 11501 |  |  |  | Corphosted | 00:E0:C9:28:C8:36 | in-blr-ananta-ddc-63 |  |  |  | 100.95.214.144 | 255.255.240.0 | None |  |  |  |  | Primary | BACnet,47808 | HMI-1 | Broadcast | Yes | N/A | Gateway Device | Excellent | Chubb | 10 | Yes |  | WS/Facilities |  | alc_g5ce | ALC-G5CE
366 | Building Management System | HLI-82 | HLI-82 | ALC | G5CE | Standard | IP (Wired GEN BOS-IoT) | HLI | 10 | 10C4 | HVACCP-75 | RT644000HQ | Active | Yes | IN-BLR-ANANTA-HLI-82_10 | uuid://fa16aea9-4524-45d5-b18e-676a2663f8b5 | {"asset":{"guid":"uuid://fa16aea9-4524-45d5-b18e-676a2663f8b5","site":"in-blr-ananta","name":"hli-82"}} | Chubb |  |  | drv_gen5_108-04-20088 | 107.06.2102 | 108.04.20167 | BACnet IP, MQTT | 11301 | 11501 |  |  |  | Corphosted | 00:E0:C9:28:D1:27 | in-blr-ananta-hli-82 |  |  |  | 100.95.214.53 | 255.255.240.0 | None |  |  |  |  | Primary | BACnet,47808 | HMI-1 | Broadcast | Yes | N/A | Gateway Device | Excellent | Chubb | 10 | Yes |  | WS/Facilities |  | alc_g5ce | ALC-G5CE
367 | Building Management System | HLI-83 | HLI-83 | ALC | G5CE | Standard | IP (Wired GEN BOS-IoT) | HLI | 10 | 10C4 | HVACCP-75 | RT6440029Q | Active | Yes | IN-BLR-ANANTA-HLI-83_10 | uuid://2d49e908-85d7-4dcb-bf3c-d7b7903a6811 | {"asset":{"guid":"uuid://2d49e908-85d7-4dcb-bf3c-d7b7903a6811","site":"in-blr-ananta","name":"hli-83"}} | Chubb |  |  | drv_gen5_108-04-20088 | 107.06.2102 | 108.04.20167 | BACnet IP, MQTT | 11302 | 11501 |  |  |  | Corphosted | 00:E0:C9:28:D1:A7 | in-blr-ananta-hli-83 |  |  |  | 100.95.214.155 | 255.255.240.0 | None |  |  |  |  | Primary | BACnet,47808 | HMI-1 | Broadcast | Yes | N/A | Gateway Device | Excellent | Chubb | 10 | Yes |  | WS/Facilities |  | alc_g5ce | ALC-G5CE
368 | Building Management System | HLI-84 | HLI-84 | ALC | OFHI | Standard | IP (Wired GEN BOS-IoT) | HLI | 10 | 10C4 | HVACCP-75 | RT64400581Q | Active | Yes | IN-BLR-ANANTA-HLI-84_10 | uuid://8dc73817-9be5-4235-9df7-92b31e03c5a0 | {"asset":{"guid":"uuid://8dc73817-9be5-4235-9df7-92b31e03c5a0","site":"in-blr-ananta","name":"hli-84"}} | Chubb |  |  | drv_gen5_108-04-20088 | 107.06.2102 | 108.04.20167 | BACnet IP, MQTT | 11303 | 11501 |  |  |  | Corphosted | 00:E0:C9:28:DB:23 | in-blr-ananta-hli-84 |  |  |  | 100.95.214.129 | 255.255.240.0 | None |  |  |  |  | Primary | BACnet,47808 | HMI-1 | Broadcast | Yes | N/A | Gateway Device | Excellent | Chubb | 10 | Yes |  | WS/Facilities |  | alc_ofhi | ALC-OFHI
369 | Building Management System | DDC-64 | DDC-64 | ALC | G5CE | Standard | IP (Wired GEN BOS-IoT) | DDC | 10 | 1019 | HVACCP-76 | RT6440022Q | Active | Yes | IN-BLR-ANANTA-DDC-64_10 | uuid://715e84e3-31ae-4254-9bc9-0cb5f7643105 | {"asset":{"guid":"uuid://715e84e3-31ae-4254-9bc9-0cb5f7643105","site":"in-blr-ananta","name":"ddc-64"}} | Chubb |  |  | drv_gen5_108-04-20088 | 107.06.2102 | 108.04.20167 | BACnet IP, MQTT | 11323 | 11501 |  |  |  | Corphosted | 00:E0:C9:28:D1:99 | in-blr-ananta-ddc-64 |  |  |  | 100.95.214.176 | 255.255.240.0 | None |  |  |  |  | Primary | BACnet,47808 | HMI-1 | Broadcast | Yes | N/A | Gateway Device | Excellent | Chubb | 10 | Yes |  | WS/Facilities |  | alc_g5ce | ALC-G5CE
370 | Building Management System | HLI-85 | HLI-85 | ALC | G5CE | Standard | IP (Wired GEN BOS-IoT) | HLI | 10 | 1019 | HVACCP-76 | RT64300PUQ | Active | Yes | IN-BLR-ANANTA-HLI-85_10 | uuid://55418cd5-5055-442a-a0ce-7d098c687e77 | {"asset":{"guid":"uuid://55418cd5-5055-442a-a0ce-7d098c687e77","site":"in-blr-ananta","name":"hli-85"}} | Chubb |  |  | drv_gen5_108-04-20088 | 107.06.2102 | 108.04.20167 | BACnet IP, MQTT | 11304 | 11501 |  |  |  | Corphosted | 00:E0:C9:28:C9:46 | in-blr-ananta-hli-85 |  |  |  | 100.95.214.102 | 255.255.240.0 | None |  |  |  |  | Primary | BACnet,47808 | HMI-1 | Broadcast | Yes | N/A | Gateway Device | Excellent | Chubb | 10 | Yes |  | WS/Facilities |  | alc_g5ce | ALC-G5CE
371 | Building Management System | DDC-65 | DDC-65 | ALC | G5CE | Standard | IP (Wired GEN BOS-IoT) | DDC | 10 | 1048 | HVACCP-77 | RT644003NQ | Active | Yes | IN-BLR-ANANTA-DDC-65_10 | uuid://f8b47eee-9e94-4ea3-9b0e-223518ea269a | {"asset":{"guid":"uuid://f8b47eee-9e94-4ea3-9b0e-223518ea269a","site":"in-blr-ananta","name":"ddc-65"}} | Chubb |  |  | drv_gen5_108-04-20088 | 107.06.2102 | 108.04.20167 | BACnet IP, MQTT | 11324 | 11501 |  |  |  | Corphosted | 00:E0:C9:28:D2:0B | in-blr-ananta-ddc-65 |  |  |  | 100.95.214.171 | 255.255.240.0 | None |  |  |  |  | Primary | BACnet,47808 | HMI-1 | Broadcast | Yes | N/A | Gateway Device | Excellent | Chubb | 10 | Yes |  | WS/Facilities |  | alc_g5ce | ALC-G5CE
372 | Building Management System | HLI-86 | HLI-86 | ALC | G5CE | Standard | IP (Wired GEN BOS-IoT) | HLI | 10 | 1048 | HVACCP-77 | RT644001ZQ | Active | Yes | IN-BLR-ANANTA-HLI-86_10 | uuid://f588734d-4d0e-42b0-9a85-b1f383ae86b9 | {"asset":{"guid":"uuid://f588734d-4d0e-42b0-9a85-b1f383ae86b9","site":"in-blr-ananta","name":"hli-86"}} | Chubb |  |  | drv_gen5_108-04-20088 | 107.06.2102 | 108.04.20167 | BACnet IP, MQTT | 11305 | 11501 |  |  |  | Corphosted | 00:E0:C9:28:D1:93 | in-blr-ananta-hli-86 |  |  |  | 100.95.214.82 | 255.255.240.0 | None |  |  |  |  | Primary | BACnet,47808 | HMI-1 | Broadcast | Yes | N/A | Gateway Device | Excellent | Chubb | 10 | Yes |  | WS/Facilities |  | alc_g5ce | ALC-G5CE
373 | Building Management System | DDC-66 | DDC-66 | ALC | G5CE | Standard | IP (Wired GEN BOS-IoT) | DDC | 10 | 1075 | HVACCP-78 | RT644001VQ | Active | Yes | IN-BLR-ANANTA-DDC-66_10 | uuid://4684f78c-c774-4acb-a5b0-be7b901dc6d7 | {"asset":{"guid":"uuid://4684f78c-c774-4acb-a5b0-be7b901dc6d7","site":"in-blr-ananta","name":"ddc-66"}} | Chubb |  |  | drv_gen5_108-04-20088 | 107.06.2102 | 108.04.20167 | BACnet IP, MQTT | 11325 | 11501 |  |  |  | Corphosted | 00:E0:C9:28:D1:8B | in-blr-ananta-ddc-66 |  |  |  | 100.95.214.183 | 255.255.240.0 | None |  |  |  |  | Primary | BACnet,47808 | HMI-1 | Broadcast | Yes | N/A | Gateway Device | Excellent | Chubb | 10 | Yes |  | WS/Facilities |  | alc_g5ce | ALC-G5CE
374 | Building Management System | HLI-87 | HLI-87 | ALC | G5CE | Standard | IP (Wired GEN BOS-IoT) | HLI | 10 | 1075 | HVACCP-78 | RT64300PVQ | Active | Yes | IN-BLR-ANANTA-HLI-87_10 | uuid://104ad182-2a15-4755-9a27-f70fcacb777c | {"asset":{"guid":"uuid://104ad182-2a15-4755-9a27-f70fcacb777c","site":"in-blr-ananta","name":"hli-87"}} | Chubb |  |  | drv_gen5_108-04-20088 | 107.06.2102 | 108.04.20167 | BACnet IP, MQTT | 11306 | 11501 |  |  |  | Corphosted | 00:E0:C9:28:C9:48 | in-blr-ananta-hli-87 |  |  |  | 100.95.214.203 | 255.255.240.0 | None |  |  |  |  | Primary | BACnet,47808 | HMI-1 | Broadcast | Yes | N/A | Gateway Device | Excellent | Chubb | 10 | Yes |  | WS/Facilities |  | alc_g5ce | ALC-G5CE
375 | Building Management System | DDC-67 | DDC-67 | ALC | G5CE | Standard | IP (Wired GEN BOS-IoT) | DDC | 10 | 1034 | HVACCP-79 | RT6440037Q | Active | Yes | IN-BLR-ANANTA-DDC-67_10 | uuid://9a7996b6-0de4-4adf-8b93-6ed75f152a4c | {"asset":{"guid":"uuid://9a7996b6-0de4-4adf-8b93-6ed75f152a4c","site":"in-blr-ananta","name":"ddc-67"}} | Chubb |  |  | drv_gen5_108-04-20088 | 107.06.2102 | 108.04.20167 | BACnet IP, MQTT | 11326 | 11501 |  |  |  | Corphosted | 00:E0:C9:28:D1:EB | in-blr-ananta-ddc-67 |  |  |  | 100.95.214.133 | 255.255.240.0 | None |  |  |  |  | Primary | BACnet,47808 | HMI-1 | Broadcast | Yes | N/A | Gateway Device | Excellent | Chubb | 10 | Yes |  | WS/Facilities |  | alc_g5ce | ALC-G5CE
376 | Building Management System | HLI-88 | HLI-88 | ALC | OFHI | Standard | IP (Wired GEN BOS-IoT) | HLI | 10 | 1033 | HVACCP-79 | RT644008CQ | Active | Yes | IN-BLR-ANANTA-HLI-88_10 | uuid://4d4768d2-ece7-4d82-9b73-0ce881e1b0cc | {"asset":{"guid":"uuid://4d4768d2-ece7-4d82-9b73-0ce881e1b0cc","site":"in-blr-ananta","name":"hli-88"}} | Chubb |  |  | drv_gen5_108-04-20088 | 107.06.2102 | 108.04.20167 | BACnet IP, MQTT | 11307 | 11501 |  |  |  | Corphosted | 00:E0:C9:28:DB:39 | in-blr-ananta-hli-88 |  |  |  | 100.95.214.40 | 255.255.240.0 | None |  |  |  |  | Primary | BACnet,47808 | HMI-1 | Broadcast | Yes | N/A | Gateway Device | Excellent | Chubb | 10 | Yes |  | WS/Facilities |  | alc_ofhi | ALC-OFHI
377 | Building Management System | DDC-68 | DDC-68 | ALC | G5CE | Standard | IP (Wired GEN BOS-IoT) | DDC | 10 | 1033 | HVACCP-80 | RT644003QQ | Active | Yes | IN-BLR-ANANTA-DDC-68_10 | uuid://392c081e-f6d4-4421-9ec8-71e60dec2911 | {"asset":{"guid":"uuid://392c081e-f6d4-4421-9ec8-71e60dec2911","site":"in-blr-ananta","name":"ddc-68"}} | Chubb |  |  | drv_gen5_108-04-20088 | 107.06.2102 | 108.04.20167 | BACnet IP, MQTT | 11327 | 11501 |  |  |  | Corphosted | 00:E0:C9:28:D2:11 | in-blr-ananta-ddc-68 |  |  |  | 100.95.214.132 | 255.255.240.0 | None |  |  |  |  | Primary | BACnet,47808 | HMI-1 | Broadcast | Yes | N/A | Gateway Device | Excellent | Chubb | 10 | Yes |  | WS/Facilities |  | alc_g5ce | ALC-G5CE
378 | Building Management System | HLI-89 | HLI-89 | ALC | G5CE | Standard | IP (Wired GEN BOS-IoT) | HLI | 10 | 1034 | HVACCP-80 | RT644001AQ | Active | Yes | IN-BLR-ANANTA-HLI-89_10 | uuid://dee4e383-7dd8-4af4-beea-5699af45098e | {"asset":{"guid":"uuid://dee4e383-7dd8-4af4-beea-5699af45098e","site":"in-blr-ananta","name":"hli-89"}} | Chubb |  |  | drv_gen5_108-04-20088 | 107.06.2102 | 108.04.20167 | BACnet IP, MQTT | 11308 | 11501 |  |  |  | Corphosted | 00:E0:C9:28:D1:61 | in-blr-ananta-hli-89 |  |  |  | 100.95.214.145 | 255.255.240.0 | None |  |  |  |  | Primary | BACnet,47808 | HMI-1 | Broadcast | Yes | N/A | Gateway Device | Excellent | Chubb | 10 | Yes |  | WS/Facilities |  | alc_g5ce | ALC-G5CE
379 | Building Management System | DDC-69 | DDC-69 | ALC | G5CE | Standard | IP (Wired GEN BOS-IoT) | DDC | 10 | 10C4 | HVACCP-81 | RT644005ZQ | Active | Yes | IN-BLR-ANANTA-DDC-69_10 | uuid://e6b04a8b-2161-4374-97ea-89ec186368ad | {"asset":{"guid":"uuid://e6b04a8b-2161-4374-97ea-89ec186368ad","site":"in-blr-ananta","name":"ddc-69"}} | Chubb |  |  | drv_gen5_108-04-20088 | 107.06.2102 | 108.04.20167 | BACnet IP, MQTT | 11328 | 11501 |  |  |  | Corphosted | 00:E0:C9:28:DA:8F | in-blr-ananta-ddc-69 |  |  |  | 100.95.214.160 | 255.255.240.0 | None |  |  |  |  | Primary | BACnet,47808 | HMI-1 | Broadcast | Yes | N/A | Gateway Device | Excellent | Chubb | 10 | Yes |  | WS/Facilities |  | alc_g5ce | ALC-G5CE
380 | Building Management System | HLI-90 | HLI-90 | ALC | G5CE | Standard | IP (Wired GEN BOS-IoT) | HLI | 11 | 1163 | HVACCP-82 | RT643007BQ | Active | Yes | IN-BLR-ANANTA-HLI-90_11 | uuid://bbc63d14-edc8-4859-b2d5-18c95b148ad0 | {"asset":{"guid":"uuid://bbc63d14-edc8-4859-b2d5-18c95b148ad0","site":"in-blr-ananta","name":"hli-90"}} | Chubb |  |  | drv_gen5_108-04-20088 | 107.06.2102 | 108.04.20167 | BACnet IP, MQTT | 11309 | 11501 |  |  |  | Corphosted | 00:E0:C9:28:DA:EF | in-blr-ananta-hli-90 |  |  |  | 100.95.214.88 | 255.255.240.0 | None |  |  |  |  | Primary | BACnet,47808 | HMI-1 | Broadcast | Yes | N/A | Gateway Device | Excellent | Chubb | 10 | Yes |  | WS/Facilities |  | alc_g5ce | ALC-G5CE
381 | Building Management System | HLI-91 | HLI-91 | ALC | OFHI | Standard | IP (Wired GEN BOS-IoT) | HLI | 11 | 1163 | HVACCP-82 | RT644009TQ | Active | Yes | IN-BLR-ANANTA-HLI-91_11 | uuid://71e457d4-aa34-466e-98fe-c7e96f6ee3e2 | {"asset":{"guid":"uuid://71e457d4-aa34-466e-98fe-c7e96f6ee3e2","site":"in-blr-ananta","name":"hli-91"}} | Chubb |  |  | drv_gen5_108-04-20088 | 107.06.2102 | 108.04.20167 | BACnet IP, MQTT | 11310 | 11501 |  |  |  | Corphosted | 00:E0:C9:28:E2:FB | in-blr-ananta-hli-91 |  |  |  | 100.95.214.141 | 255.255.240.0 | None |  |  |  |  | Primary | BACnet,47808 | HMI-1 | Broadcast | Yes | N/A | Gateway Device | Excellent | Chubb | 10 | Yes |  | WS/Facilities |  | alc_ofhi | ALC-OFHI
382 | Building Management System | DDC-70 | DDC-70 | ALC | G5CE | Standard | IP (Wired GEN BOS-IoT) | DDC | 11 | 1119 | HVACCP-83 | RT644002UQ | Active | Yes | IN-BLR-ANANTA-DDC-70_11 | uuid://8a263825-0a45-446a-b6ff-a1036bdda899 | {"asset":{"guid":"uuid://8a263825-0a45-446a-b6ff-a1036bdda899","site":"in-blr-ananta","name":"ddc-70"}} | Chubb |  |  | drv_gen5_108-04-20088 | 107.06.2102 | 108.04.20167 | BACnet IP, MQTT | 11329 | 11501 |  |  |  | Corphosted | 00:E0:C9:28:D1:D1 | in-blr-ananta-ddc-70 |  |  |  | 100.95.214.156 | 255.255.240.0 | None |  |  |  |  | Primary | BACnet,47808 | HMI-1 | Broadcast | Yes | N/A | Gateway Device | Excellent | Chubb | 10 | Yes |  | WS/Facilities |  | alc_g5ce | ALC-G5CE
383 | Building Management System | HLI-92 | HLI-92 | ALC | G5CE | Standard | IP (Wired GEN BOS-IoT) | HLI | 11 | 1119 | HVACCP-83 | RT644003GQ | Active | Yes | IN-BLR-ANANTA-HLI-92_11 | uuid://052044fa-f4ee-480b-a0b5-aedf45f2f4c8 | {"asset":{"guid":"uuid://052044fa-f4ee-480b-a0b5-aedf45f2f4c8","site":"in-blr-ananta","name":"hli-92"}} | Chubb |  |  | drv_gen5_108-04-20088 | 107.06.2102 | 108.04.20167 | BACnet IP, MQTT | 11311 | 11501 |  |  |  | Corphosted | 00:E0:C9:28:D1:FD | in-blr-ananta-hli-92 |  |  |  | 100.95.214.136 | 255.255.240.0 | None |  |  |  |  | Primary | BACnet,47808 | HMI-1 | Broadcast | Yes | N/A | Gateway Device | Excellent | Chubb | 10 | Yes |  | WS/Facilities |  | alc_g5ce | ALC-G5CE
384 | Building Management System | DDC-71 | DDC-71 | ALC | G5CE | Standard | IP (Wired GEN BOS-IoT) | DDC | 11 | 1148 | HVACCP-84 | RT644003BQ | Active | Yes | IN-BLR-ANANTA-DDC-71_11 | uuid://6af7ec7c-c36c-4b3c-9834-bab1ae7f685a | {"asset":{"guid":"uuid://6af7ec7c-c36c-4b3c-9834-bab1ae7f685a","site":"in-blr-ananta","name":"ddc-71"}} | Chubb |  |  | drv_gen5_108-04-20088 | 107.06.2102 | 108.04.20167 | BACnet IP, MQTT | 11330 | 11501 |  |  |  | Corphosted | 00:E0:C9:28:D1:F3 | in-blr-ananta-ddc-71 |  |  |  | 100.95.214.161 | 255.255.240.0 | None |  |  |  |  | Primary | BACnet,47808 | HMI-1 | Broadcast | Yes | N/A | Gateway Device | Excellent | Chubb | 10 | Yes |  | WS/Facilities |  | alc_g5ce | ALC-G5CE
385 | Building Management System | HLI-93 | HLI-93 | ALC | G5CE | Standard | IP (Wired GEN BOS-IoT) | HLI | 11 | 1148 | HVACCP-84 | RT644000YQ | Active | Yes | IN-BLR-ANANTA-HLI-93_11 | uuid://11cf8430-273f-4a3a-aabc-254284d7a80f | {"asset":{"guid":"uuid://11cf8430-273f-4a3a-aabc-254284d7a80f","site":"in-blr-ananta","name":"hli-93"}} | Chubb |  |  | drv_gen5_108-04-20088 | 107.06.2102 | 108.04.20167 | BACnet IP, MQTT | 11312 | 11501 |  |  |  | Corphosted | 00:E0:C9:28:D1:49 | in-blr-ananta-hli-93 |  |  |  | 100.95.214.184 | 255.255.240.0 | None |  |  |  |  | Primary | BACnet,47808 | HMI-1 | Broadcast | Yes | N/A | Gateway Device | Excellent | Chubb | 10 | Yes |  | WS/Facilities |  | alc_g5ce | ALC-G5CE
386 | Building Management System | DDC-72 | DDC-72 | ALC | G5CE | Standard | IP (Wired GEN BOS-IoT) | DDC | 11 | 1175 | HVACCP-85 | RT64300LTQ | Active | Yes | IN-BLR-ANANTA-DDC-72_11 | uuid://97fe5850-cedf-45e9-8f89-845f8e451bdf | {"asset":{"guid":"uuid://97fe5850-cedf-45e9-8f89-845f8e451bdf","site":"in-blr-ananta","name":"ddc-72"}} | Chubb |  |  | drv_gen5_108-04-20088 | 107.06.2102 | 108.04.20167 | BACnet IP, MQTT | 11331 | 11501 |  |  |  | Corphosted | 00:E0:C9:28:C8:24 | in-blr-ananta-ddc-72 |  |  |  | 100.95.214.188 | 255.255.240.0 | None |  |  |  |  | Primary | BACnet,47808 | HMI-1 | Broadcast | Yes | N/A | Gateway Device | Excellent | Chubb | 10 | Yes |  | WS/Facilities |  | alc_g5ce | ALC-G5CE
387 | Building Management System | HLI-94 | HLI-94 | ALC | G5CE | Standard | IP (Wired GEN BOS-IoT) | HLI | 11 | 1175 | HVACCP-85 | RT644003PQ | Active | Yes | IN-BLR-ANANTA-HLI-94_11 | uuid://a6e09a0e-ec65-44f5-94ec-e4018ccc0a85 | {"asset":{"guid":"uuid://a6e09a0e-ec65-44f5-94ec-e4018ccc0a85","site":"in-blr-ananta","name":"hli-94"}} | Chubb |  |  | drv_gen5_108-04-20088 | 107.06.2102 | 108.04.20167 | BACnet IP, MQTT | 11313 | 11501 |  |  |  | Corphosted | 00:E0:C9:28:D2:0F | in-blr-ananta-hli-94 |  |  |  | 100.95.214.157 | 255.255.240.0 | None |  |  |  |  | Primary | BACnet,47808 | HMI-1 | Broadcast | Yes | N/A | Gateway Device | Excellent | Chubb | 10 | Yes |  | WS/Facilities |  | alc_g5ce | ALC-G5CE
388 | Building Management System | DDC-73 | DDC-73 | ALC | G5CE | Standard | IP (Wired GEN BOS-IoT) | DDC | 11 | 1134 | HVACCP-86 | RT644002TQ | Active | Yes | IN-BLR-ANANTA-DDC-73_11 | uuid://7833dc94-098f-40b9-b623-c7b93063aeb9 | {"asset":{"guid":"uuid://7833dc94-098f-40b9-b623-c7b93063aeb9","site":"in-blr-ananta","name":"ddc-73"}} | Chubb |  |  | drv_gen5_108-04-20088 | 107.06.2102 | 108.04.20167 | BACnet IP, MQTT | 11332 | 11501 |  |  |  | Corphosted | 00:E0:C9:28:D1:CF | in-blr-ananta-ddc-73 |  |  |  | 100.95.214.119 | 255.255.240.0 | None |  |  |  |  | Primary | BACnet,47808 | HMI-1 | Broadcast | Yes | N/A | Gateway Device | Excellent | Chubb | 10 | Yes |  | WS/Facilities |  | alc_g5ce | ALC-G5CE
389 | Building Management System | HLI-95 | HLI-95 | ALC | G5CE | Standard | IP (Wired GEN BOS-IoT) | HLI | 11 | 1134 | HVACCP-86 | RT644004BQ | Active | Yes | IN-BLR-ANANTA-HLI-95_11 | uuid://21fdc81c-1507-4925-9b35-6eda247a57aa | {"asset":{"guid":"uuid://21fdc81c-1507-4925-9b35-6eda247a57aa","site":"in-blr-ananta","name":"hli-95"}} | Chubb |  |  | drv_gen5_108-04-20088 | 107.06.2102 | 108.04.20167 | BACnet IP, MQTT | 11314 | 11501 |  |  |  | Corphosted | 00:E0:C9:28:DA:3F | in-blr-ananta-hli-95 |  |  |  | 100.95.214.182 | 255.255.240.0 | None |  |  |  |  | Primary | BACnet,47808 | HMI-1 | Broadcast | Yes | N/A | Gateway Device | Excellent | Chubb | 10 | Yes |  | WS/Facilities |  | alc_g5ce | ALC-G5CE
390 | Building Management System | HLI-96 | HLI-96 | ALC | G5CE | Standard | IP (Wired GEN BOS-IoT) | HLI | 11 | 1133 | HVACCP-87 | RT644005OQ | Active | Yes | IN-BLR-ANANTA-HLI-96_11 | uuid://bc256bf0-4d28-4664-83f3-aaad9e27f7e9 | {"asset":{"guid":"uuid://bc256bf0-4d28-4664-83f3-aaad9e27f7e9","site":"in-blr-ananta","name":"hli-96"}} | Chubb |  |  | drv_gen5_108-04-20088 | 107.06.2102 | 108.04.20167 | BACnet IP, MQTT | 11315 | 11501 |  |  |  | Corphosted | 00:E0:C9:28:DA:49 | in-blr-ananta-hli-96 |  |  |  | 100.95.214.152 | 255.255.240.0 | None |  |  |  |  | Primary | BACnet,47808 | HMI-1 | Broadcast | Yes | N/A | Gateway Device | Excellent | Chubb | 10 | Yes |  | WS/Facilities |  | alc_g5ce | ALC-G5CE
391 | Building Management System | HLI-97 | HLI-97 | ALC | OFHI | Standard | IP (Wired GEN BOS-IoT) | HLI | 11 | 1133 | HVACCP-87 | RT644009WQ | Active | Yes | IN-BLR-ANANTA-HLI-97_11 | uuid://e8a26836-a975-461c-8992-2f53c90ac790 | {"asset":{"guid":"uuid://e8a26836-a975-461c-8992-2f53c90ac790","site":"in-blr-ananta","name":"hli-97"}} | Chubb |  |  | drv_gen5_108-04-20088 | 107.06.2102 | 108.04.20167 | BACnet IP, MQTT | 11316 | 11501 |  |  |  | Corphosted | 00:E0:C9:28:E3:01 | in-blr-ananta-hli-97 |  |  |  | 100.95.214.185 | 255.255.240.0 | None |  |  |  |  | Primary | BACnet,47808 | HMI-1 | Broadcast | Yes | N/A | Gateway Device | Excellent | Chubb | 10 | Yes |  | WS/Facilities |  | alc_ofhi | ALC-OFHI
392 | Building Management System | DDC-74 | DDC-74 | ALC | G5CE | Standard | IP (Wired GEN BOS-IoT) | DDC | Roof |  | HVACCP-88 | RT644007UQ | Active | Yes | IN-BLR-ANANTA-DDC-74_Roof | uuid://d5bccb07-eb4d-47c2-935f-494e2b2dad04 | {"asset":{"guid":"uuid://d5bccb07-eb4d-47c2-935f-494e2b2dad04","site":"in-blr-ananta","name":"ddc-74"}} | Chubb |  |  | drv_gen5_108-04-20088 | 107.06.2102 | 108.04.20167 | BACnet IP, MQTT | 11333 | 11501 |  |  |  | Corphosted | 00:E0:C9:28:DB:15 | in-blr-ananta-ddc-74 |  |  |  | 100.95.214.186 | 255.255.240.0 | None |  |  |  |  | Primary | BACnet,47808 | HMI-1 | Broadcast | Yes | N/A | Gateway Device | Excellent | Chubb | 10 | Yes |  | WS/Facilities |  | alc_g5ce | ALC-G5CE
393 | Building Management System | HLI-98 | HLI-98 | ALC | OFHI | Standard | IP (Wired GEN BOS-IoT) | HLI | Roof | Roof | HVACCP-88 | RT64400A1Q | Active | Yes | IN-BLR-ANANTA-HLI-98_Roof | uuid://d3740d21-d42a-49f3-927e-b9ff9b26be53 | {"asset":{"guid":"uuid://d3740d21-d42a-49f3-927e-b9ff9b26be53","site":"in-blr-ananta","name":"hli-98"}} | Chubb |  |  | drv_gen5_108-04-20088 | 107.06.2102 | 108.04.20167 | BACnet IP, MQTT | 11317 | 11501 |  |  |  | Corphosted | 00:E0:C9:28:E3:0B | in-blr-ananta-hli-98 |  |  |  | 100.95.214.193 | 255.255.240.0 | None |  |  |  |  | Primary | BACnet,47808 | HMI-1 | Broadcast | Yes | N/A | Gateway Device | Excellent | Chubb | 10 | Yes |  | WS/Facilities |  | alc_ofhi | ALC-OFHI
394 | Building Management System | DDC-75 | DDC-75 | ALC | G5CE | Standard | IP (Wired GEN BOS-IoT) | DDC | Roof |  | HVACCP-89 | RT64400B0Q | Active | Yes | IN-BLR-ANANTA-DDC-75_Roof | uuid://44f2547b-f75b-4593-ba22-955fb14e3cba | {"asset":{"guid":"uuid://44f2547b-f75b-4593-ba22-955fb14e3cba","site":"in-blr-ananta","name":"ddc-75"}} | Chubb |  |  | drv_gen5_108-04-20088 | 107.06.2102 | 108.04.20167 | BACnet IP, MQTT | 11334 | 11501 |  |  |  | Corphosted | 00:E0:C9:28:E3:81 | in-blr-ananta-ddc-75 |  |  |  | 100.95.214.138 | 255.255.240.0 | None |  |  |  |  | Primary | BACnet,47808 | HMI-1 | Broadcast | Yes | N/A | Gateway Device | Excellent | Chubb | 10 | Yes |  | WS/Facilities |  | alc_g5ce | ALC-G5CE
395 | Building Management System | HLI-99 | HLI-99 | ALC | OFHI | Standard | IP (Wired GEN BOS-IoT) | HLI | Roof | Roof | HVACCP-89 | RT644009XQ | Active | Yes | IN-BLR-ANANTA-HLI-99_Roof | uuid://edc00bf2-bd94-4fb0-9770-115c4da6d60e | {"asset":{"guid":"uuid://edc00bf2-bd94-4fb0-9770-115c4da6d60e","site":"in-blr-ananta","name":"hli-99"}} | Chubb |  |  | drv_gen5_108-04-20088 | 107.06.2102 | 108.04.20167 | BACnet IP, MQTT | 11318 | 11501 |  |  |  | Corphosted | 00:E0:C9:28:E3:03 | in-blr-ananta-hli-99 |  |  |  | 100.95.214.177 | 255.255.240.0 | None |  |  |  |  | Primary | BACnet,47808 | HMI-1 | Broadcast | Yes | N/A | Gateway Device | Excellent | Chubb | 10 | Yes |  | WS/Facilities |  | alc_ofhi | ALC-OFHI
396 | Building Management System | DDC-76 | DDC-76 | ALC | G5CE | Standard | IP (Wired GEN BOS-IoT) | DDC | Roof |  | HVACCP-90 | RT64400BPQ | Active | Yes | IN-BLR-ANANTA-DDC-76_Roof | uuid://4bfa152e-139a-4007-b4d9-b42591fc6335 | {"asset":{"guid":"uuid://4bfa152e-139a-4007-b4d9-b42591fc6335","site":"in-blr-ananta","name":"ddc-76"}} | Chubb |  |  | drv_gen5_108-04-20088 | 107.06.2102 | 108.04.20167 | BACnet IP, MQTT | 11335 | 11501 |  |  |  | Corphosted | 00:E0:C9:28:E3:83 | in-blr-ananta-ddc-76 |  |  |  | 100.95.214.180 | 255.255.240.0 | None |  |  |  |  | Primary | BACnet,47808 | HMI-1 | Broadcast | Yes | N/A | Gateway Device | Excellent | Chubb | 10 | Yes |  | WS/Facilities |  | alc_g5ce | ALC-G5CE
397 | Building Management System | HLI-100 | HLI-100 | ALC | OFHI | Standard | IP (Wired GEN BOS-IoT) | HLI | Roof | Roof | HVACCP-90 | RT644009UQ | Active | Yes | IN-BLR-ANANTA-HLI-100_Roof | uuid://804b274c-f978-435c-8e90-99554d567872 | {"asset":{"guid":"uuid://804b274c-f978-435c-8e90-99554d567872","site":"in-blr-ananta","name":"hli-100"}} | Chubb |  |  | drv_gen5_108-04-20088 | 107.06.2102 | 108.04.20167 | BACnet IP, MQTT | 11319 | 11501 |  |  |  | Corphosted | 00:E0:C9:28:32:FD | in-blr-ananta-hli-100 |  |  |  | 100.95.214.70 | 255.255.240.0 | None |  |  |  |  | Primary | BACnet,47808 | HMI-1 | Broadcast | Yes | N/A | Gateway Device | Excellent | Chubb | 10 | Yes |  | WS/Facilities |  | alc_ofhi | ALC-OFHI
398 | Building Management System | HLI-101 | HLI-101 | ALC | OFHI | Standard | IP (Wired GEN BOS-IoT) | HLI | BM | 3M52 | HVACCP-91 | RT64400AIQ | Active | Yes | IN-BLR-ANANTA-HLI-101_BM | uuid://4bb96118-54f0-4f3d-8cfe-0ea715c9a415 | {"asset":{"guid":"uuid://4bb96118-54f0-4f3d-8cfe-0ea715c9a415","site":"in-blr-ananta","name":"hli-101"}} | Chubb |  |  | drv_gen5_108-04-20088 | 107.06.2102 | 108.04.20167 | BACnet IP, MQTT | 11320 | 11501 |  |  |  | Corphosted | 00:E0:C9:28:E3:2D | in-blr-ananta-hli-101 |  |  |  | 100.95.214.197 | 255.255.240.0 | None |  |  |  |  | Primary | BACnet,47808 | HMI-1 | Broadcast | Yes | N/A | Gateway Device | Excellent | Chubb | 10 | Yes |  | WS/Facilities |  | alc_ofhi | ALC-OFHI
399 | Building Management System | HLI-102 | HLI-102 | ALC | OFHI | Standard | IP (Wired GEN BOS-IoT) | HLI | BM | 3M52 | HVACCP-92 | RT64400CBQ | Active | Yes | IN-BLR-ANANTA-HLI-102_BM | uuid://7575901c-5a3c-41ae-b019-45688de99a84 | {"asset":{"guid":"uuid://7575901c-5a3c-41ae-b019-45688de99a84","site":"in-blr-ananta","name":"hli-102"}} | Chubb |  |  | drv_gen5_108-04-20088 | 107.06.2102 | 108.04.20167 | BACnet IP, MQTT | 11321 | 11501 |  |  |  | Corphosted | 00:E0:C9:28:E3:AF | in-blr-ananta-hli-102 |  |  |  | 100.95.214.143 | 255.255.240.0 | None |  |  |  |  | Primary | BACnet,47808 | HMI-1 | Broadcast | Yes | N/A | Gateway Device | Excellent | Chubb | 10 | Yes |  | WS/Facilities |  | alc_ofhi | ALC-OFHI
400 | Building Management System | HLI-103 | HLI-103 | ALC | OFHI | Standard | IP (Wired GEN BOS-IoT) | HLI | BM | 3M52 | HVACCP-93 | RT64400BKQ | Active | Yes | IN-BLR-ANANTA-HLI-103_BM | uuid://ca232895-2c93-4f17-b779-24bf468c83b1 | {"asset":{"guid":"uuid://ca232895-2c93-4f17-b779-24bf468c83b1","site":"in-blr-ananta","name":"hli-103"}} | Chubb |  |  | drv_gen5_108-04-20088 | 107.06.2102 | 108.04.20167 | BACnet IP, MQTT | 11322 | 11501 |  |  |  | Corphosted | 00:E0:C9:28:E3:79 | in-blr-ananta-hli-103 |  |  |  | 100.95.214.167 | 255.255.240.0 | None |  |  |  |  | Primary | BACnet,47808 | HMI-1 | Broadcast | Yes | N/A | Gateway Device | Excellent | Chubb | 10 | Yes |  | WS/Facilities |  | alc_ofhi | ALC-OFHI
401 | Building Management System | HLI-104 | HLI-104 | ALC | OFHI | Standard | IP (Wired GEN BOS-IoT) | HLI | 5 | 5D44 | HVACCP-94 | RT64600DOQ | Active | Yes | IN-BLR-ANANTA-HLI-104_5 | uuid://207ed045-0806-4ba6-ae11-d9f29cc66fe5 | {"asset":{"guid":"uuid://207ed045-0806-4ba6-ae11-d9f29cc66fe5","site":"in-blr-ananta","name":"hli-104"}} | Chubb |  |  | drv_gen5_108-04-20088 | 107.06.2102 | 108.04.20167 | BACnet IP, MQTT | 11273 | 11501 |  |  |  | Corphosted | 00:e0:c9:29:59:93 | in-blr-ananta-hli-104 |  |  |  | 100.95.215.183 | 255.255.240.0 | None |  |  |  |  | Primary | BACnet,47808 | HMI-1 | Broadcast | Yes | N/A | Gateway Device | Excellent | Chubb | 10 | Yes |  | WS/Facilities |  | alc_ofhi | ALC-OFHI
402 | Building Management System | HLI-105 | HLI-105 | ALC | OFHI | Standard | IP (Wired GEN BOS-IoT) | HLI | 5 | 5D44 | HVACCP-94 | RT64600D7Q | Active | Yes | IN-BLR-ANANTA-HLI-105_5 | uuid://ef0d9d75-3dc1-4933-afc4-788843083bf1 | {"asset":{"guid":"uuid://ef0d9d75-3dc1-4933-afc4-788843083bf1","site":"in-blr-ananta","name":"hli-105"}} | Chubb |  |  | drv_gen5_108-04-20088 | 107.06.2102 | 108.04.20167 | BACnet IP, MQTT | 11274 | 11501 |  |  |  | Corphosted | 00:e0:c9:29:59:71 | in-blr-ananta-hli-105 |  |  |  | 100.95.215.188 | 255.255.240.0 | None |  |  |  |  | Primary | BACnet,47808 | HMI-1 | Broadcast | Yes | N/A | Gateway Device | Excellent | Chubb | 10 | Yes |  | WS/Facilities |  | alc_ofhi | ALC-OFHI
403 | Building Management System | HLI-106 | HLI-106 | ALC | OFHI | Standard | IP (Wired GEN BOS-IoT) | HLI | 5 | 5D44 | HVACCP-94 | RT64600BDQ | Active | Yes | IN-BLR-ANANTA-HLI-106_5 | uuid://68cdc51f-c81b-4ce3-a015-e9bf52af433d | {"asset":{"guid":"uuid://68cdc51f-c81b-4ce3-a015-e9bf52af433d","site":"in-blr-ananta","name":"hli-106"}} | Chubb |  |  | drv_gen5_108-04-20088 | 107.06.2102 | 108.04.20167 | BACnet IP, MQTT | 11275 | 11501 |  |  |  | Corphosted | 00:e0:c9:29:58:ed | in-blr-ananta-hli-106 |  |  |  | 100.95.215.169 | 255.255.240.0 | None |  |  |  |  | Primary | BACnet,47808 | HMI-1 | Broadcast | Yes | N/A | Gateway Device | Excellent | Chubb | 10 | Yes |  | WS/Facilities |  | alc_ofhi | ALC-OFHI
404 | Building Management System | HLI-107 | HLI-107 | ALC | OFHI | Standard | IP (Wired GEN BOS-IoT) | HLI | 5 | 5D44 | HVACCP-94 | RT64600CRQ | Active | Yes | IN-BLR-ANANTA-HLI-107_5 | uuid://93accdcf-a23f-4da4-b556-87ae9447f9d9 | {"asset":{"guid":"uuid://93accdcf-a23f-4da4-b556-87ae9447f9d9","site":"in-blr-ananta","name":"hli-107"}} | Chubb |  |  | drv_gen5_108-04-20088 | 107.06.2102 | 108.04.20167 | BACnet IP, MQTT | 11276 | 11501 |  |  |  | Corphosted | 00:e0:c9:29:59:51 | in-blr-ananta-hli-107 |  |  |  | 100.95.215.150 | 255.255.240.0 | None |  |  |  |  | Primary | BACnet,47808 | HMI-1 | Broadcast | Yes | N/A | Gateway Device | Excellent | Chubb | 10 | Yes |  | WS/Facilities |  | alc_ofhi | ALC-OFHI
405 | Building Management System | HLI-108 | HLI-108 | ALC | OFHI | Standard | IP (Wired GEN BOS-IoT) | HLI | 5 | 5D44 | HVACCP-95 | RT64300NGQ | Active | Yes | IN-BLR-ANANTA-HLI-108_5 | uuid://266e4268-92ac-411d-a26b-9bc858d132e6 | {"asset":{"guid":"uuid://266e4268-92ac-411d-a26b-9bc858d132e6","site":"in-blr-ananta","name":"hli-108"}} | Chubb |  |  | drv_gen5_108-04-20088 | 107.06.2102 | 108.04.20167 | BACnet IP, MQTT | 11277 | 11501 |  |  |  | Corphosted | 00:e0:c9:28:c8:9a | in-blr-ananta-hli-108 |  |  |  | 100.95.215.170 | 255.255.240.0 | None |  |  |  |  | Primary | BACnet,47808 | HMI-1 | Broadcast | Yes | N/A | Gateway Device | Excellent | Chubb | 10 | Yes |  | WS/Facilities |  | alc_ofhi | ALC-OFHI
406 | Building Management System | HLI-109 | HLI-109 | ALC | OFHI | Standard | IP (Wired GEN BOS-IoT) | HLI | 5 | 5D44 | HVACCP-95 | RT64600DTQ | Active | Yes | IN-BLR-ANANTA-HLI-109_5 | uuid://93359c51-fee7-4791-b462-b4e166dba06c | {"asset":{"guid":"uuid://93359c51-fee7-4791-b462-b4e166dba06c","site":"in-blr-ananta","name":"hli-109"}} | Chubb |  |  | drv_gen5_108-04-20088 | 107.06.2102 | 108.04.20167 | BACnet IP, MQTT | 11278 | 11501 |  |  |  | Corphosted | 00:e0:c9:29:59:9d | in-blr-ananta-hli-109 |  |  |  | 100.95.215.176 | 255.255.240.0 | None |  |  |  |  | Primary | BACnet,47808 | HMI-1 | Broadcast | Yes | N/A | Gateway Device | Excellent | Chubb | 10 | Yes |  | WS/Facilities |  | alc_ofhi | ALC-OFHI
407 | Building Management System | HLI-110 | HLI-110 | ALC | OFHI | Standard | IP (Wired GEN BOS-IoT) | HLI | 5 | 5D44 | HVACCP-95 | RT64600DSQ | Active | Yes | IN-BLR-ANANTA-HLI-110_5 | uuid://46790fe1-5e9d-4795-9847-d0b901b5acfc | {"asset":{"guid":"uuid://46790fe1-5e9d-4795-9847-d0b901b5acfc","site":"in-blr-ananta","name":"hli-110"}} | Chubb |  |  | drv_gen5_108-04-20088 | 107.06.2102 | 108.04.20167 | BACnet IP, MQTT | 11279 | 11501 |  |  |  | Corphosted | 00:e0:c9:29:59:9b | in-blr-ananta-hli-110 |  |  |  | 100.95.215.168 | 255.255.240.0 | None |  |  |  |  | Primary | BACnet,47808 | HMI-1 | Broadcast | Yes | N/A | Gateway Device | Excellent | Chubb | 10 | Yes |  | WS/Facilities |  | alc_ofhi | ALC-OFHI
408 | Building Management System | HLI-111 | HLI-111 | ALC | G5CE | Standard | IP (Wired GEN BOS-IoT) | HLI | G | GI46 | HVACCP-96 | RT644002EQ | Active | Yes | IN-BLR-ANANTA-HLI-111_G | uuid://2bf5db5e-9d81-4c7d-b109-cebbed92f6ff | {"asset":{"guid":"uuid://2bf5db5e-9d81-4c7d-b109-cebbed92f6ff","site":"in-blr-ananta","name":"hli-111"}} | Chubb |  |  | drv_gen5_108-04-20088 | 107.06.2102 | 108.04.20167 | BACnet IP, MQTT | 11428 | 11501 |  |  |  | Corphosted | 00:e0:c9:28:d1:b1 | in-blr-ananta-hli-111 |  |  |  | 100.95.215.198 | 255.255.240.0 | None |  |  |  |  | Primary | BACnet,47808 | HMI-1 | Broadcast | Yes | N/A | Gateway Device | Excellent | Chubb | 10 | Yes |  | WS/Facilities |  | alc_g5ce | ALC-G5CE
409 | Building Management System | HLI-112 | HLI-112 | ALC | G5CE | Standard | IP (Wired GEN BOS-IoT) | HLI | Roof | Roof | HVACCP-100 | RT6440020Q | Active | Yes | IN-BLR-ANANTA-HLI-112_Roof | uuid://9855221a-416d-4244-a702-d2e6827fbb80 | {"asset":{"guid":"uuid://9855221a-416d-4244-a702-d2e6827fbb80","site":"in-blr-ananta","name":"hli-112"}} | Chubb |  |  | drv_gen5_108-04-20088 | 107.06.2102 | 108.04.20167 | BACnet IP, MQTT | 11381 | 11501 |  |  |  | Corphosted | 00:e0:c9:28:d1:95 | in-blr-ananta-hli-112 |  |  |  | 100.95.215.173 | 255.255.240.0 | None |  |  |  |  | Primary | BACnet,47808 | HMI-1 | Broadcast | Yes | N/A | Gateway Device | Excellent | Chubb | 10 | Yes |  | WS/Facilities |  | alc_g5ce | ALC-G5CE
410 | Building Management System | HLI-113 | HLI-113 | ALC | G5CE | Standard | IP (Wired GEN BOS-IoT) | HLI | Roof | Roof | HVACCP-100 | RT64400BGQ | Active | Yes | IN-BLR-ANANTA-HLI-113_Roof | uuid://f05c7afc-abea-449d-a2cd-60bae72743c5 | {"asset":{"guid":"uuid://f05c7afc-abea-449d-a2cd-60bae72743c5","site":"in-blr-ananta","name":"hli-113"}} | Chubb |  |  | drv_gen5_108-04-20088 | 107.06.2102 | 108.04.20167 | BACnet IP, MQTT | 11390 | 11501 |  |  |  | Corphosted | 00:e0:c9:28:e3:71 | in-blr-ananta-hli-113 |  |  |  | 100.95.215.179 | 255.255.240.0 | None |  |  |  |  | Primary | BACnet,47808 | HMI-1 | Broadcast | Yes | N/A | Gateway Device | Excellent | Chubb | 10 | Yes |  | WS/Facilities |  | alc_g5ce | ALC-G5CE
411 | Building Management System | HLI-114 | HLI-114 | ALC | G5CE | Standard | IP (Wired GEN BOS-IoT) | HLI | G | GI46 | HVACCP-96 | RT64400BFQ | Active | Yes | IN-BLR-ANANTA-HLI-114_G | uuid://20f25134-8fad-4bd9-8183-048c584381cd | {"asset":{"guid":"uuid://20f25134-8fad-4bd9-8183-048c584381cd","site":"in-blr-ananta","name":"hli-114"}} | Chubb |  |  | drv_gen5_108-04-20088 | 107.06.2102 | 108.04.20167 | BACnet IP, MQTT | 11233 | 11501 |  |  |  | Corphosted | 00:e0:c9:28:e3:6f | in-blr-ananta-hli-114 |  |  |  | 100.95.215.185 | 255.255.240.0 | None |  |  |  |  | Primary | BACnet,47808 | HMI-1 | Broadcast | Yes | N/A | Gateway Device | Excellent | Chubb | 10 | Yes |  | WS/Facilities |  | alc_g5ce | ALC-G5CE
412 | Building Management System | HLI-115 | HLI-115 | ALC | G5CE | Standard | IP (Wired GEN BOS-IoT) | HLI | G | GI46 | HVACCP-96 | RT64400DGQ | Active | Yes | IN-BLR-ANANTA-HLI-115_G | uuid://93855159-0b81-45a6-8828-2ff994193d97 | {"asset":{"guid":"uuid://93855159-0b81-45a6-8828-2ff994193d97","site":"in-blr-ananta","name":"hli-115"}} | Chubb |  |  | drv_gen5_108-04-20088 | 107.06.2102 | 108.04.20167 | BACnet IP, MQTT | 11234 | 11501 |  |  |  | Corphosted | 00:e0:c9:28:e4:01 | in-blr-ananta-hli-115 |  |  |  | 100.95.215.123 | 255.255.240.0 | None |  |  |  |  | Primary | BACnet,47808 | HMI-1 | Broadcast | Yes | N/A | Gateway Device | Excellent | Chubb | 10 | Yes |  | WS/Facilities |  | alc_g5ce | ALC-G5CE
413 | Building Management System | HLI-116 | HLI-116 | ALC | G5CE | Standard | IP (Wired GEN BOS-IoT) | HLI | Roof | Roof | HVACCP-100 | RT6440082Q | Active | Yes | IN-BLR-ANANTA-HLI-116_Roof | uuid://f03e81f0-fd0b-4123-85d0-d93a419484bc | {"asset":{"guid":"uuid://f03e81f0-fd0b-4123-85d0-d93a419484bc","site":"in-blr-ananta","name":"hli-116"}} | Chubb |  |  | drv_gen5_108-04-20088 | 107.06.2102 | 108.04.20167 | BACnet IP, MQTT | 11396 | 11501 |  |  |  | Corphosted | 00:e0:c9:28:db:25 | in-blr-ananta-hli-116 |  |  |  | 100.95.215.204 | 255.255.240.0 | None |  |  |  |  | Primary | BACnet,47808 | HMI-1 | Broadcast | Yes | N/A | Gateway Device | Excellent | Chubb | 10 | Yes |  | WS/Facilities |  | alc_g5ce | ALC-G5CE
414 | Building Management System | HLI-117 | HLI-117 | ALC | G5CE | Standard | IP (Wired GEN BOS-IoT) | HLI | Roof | Roof | HVACCP-100 | RT644004XQ | Active | Yes | IN-BLR-ANANTA-HLI-117_Roof | uuid://c505736a-bf0b-4e2b-846e-102341bdbb44 | {"asset":{"guid":"uuid://c505736a-bf0b-4e2b-846e-102341bdbb44","site":"in-blr-ananta","name":"hli-117"}} | Chubb |  |  | drv_gen5_108-04-20088 | 107.06.2102 | 108.04.20167 | BACnet IP, MQTT | 11399 | 11501 |  |  |  | Corphosted | 00:e0:c9:28:da:43 | in-blr-ananta-hli-117 |  |  |  | 100.95.215.161 | 255.255.240.0 | None |  |  |  |  | Primary | BACnet,47808 | HMI-1 | Broadcast | Yes | N/A | Gateway Device | Excellent | Chubb | 10 | Yes |  | WS/Facilities |  | alc_g5ce | ALC-G5CE
415 | Building Management System | HLI-118 | HLI-118 | ALC | G5CE | Standard | IP (Wired GEN BOS-IoT) | HLI | G | GI46 | HVACCP-96 | RT644002IQ | Active | Yes | IN-BLR-ANANTA-HLI-118_G | uuid://fed7ea73-46b0-4cc0-a922-c1f1ac8e6bcd | {"asset":{"guid":"uuid://fed7ea73-46b0-4cc0-a922-c1f1ac8e6bcd","site":"in-blr-ananta","name":"hli-118"}} | Chubb |  |  | drv_gen5_108-04-20088 | 107.06.2102 | 108.04.20167 | BACnet IP, MQTT | 11235 | 11501 |  |  |  | Corphosted | 00:e0:c9:28:d1:b9 | in-blr-ananta-hli-118 |  |  |  | 100.95.215.196 | 255.255.240.0 | None |  |  |  |  | Primary | BACnet,47808 | HMI-1 | Broadcast | Yes | N/A | Gateway Device | Excellent | Chubb | 10 | Yes |  | WS/Facilities |  | alc_g5ce | ALC-G5CE
416 | Building Management System | HLI-119 | HLI-119 | ALC | G5CE | Standard | IP (Wired GEN BOS-IoT) | HLI | G | GI46 | HVACCP-96 | RT64500GGQ | Active | Yes | IN-BLR-ANANTA-HLI-119_G | uuid://6a895db8-2d73-4410-9fd8-f0815041bff3 | {"asset":{"guid":"uuid://6a895db8-2d73-4410-9fd8-f0815041bff3","site":"in-blr-ananta","name":"hli-119"}} | Chubb |  |  | drv_gen5_108-04-20088 | 107.06.2102 | 108.04.20167 | BACnet IP, MQTT | 11429 | 11501 |  |  |  | Corphosted | 00:e0:c9:29:29:2a | in-blr-ananta-hli-119 |  |  |  | 100.95.215.200 | 255.255.240.0 | None |  |  |  |  | Primary | BACnet,47808 | HMI-1 | Broadcast | Yes | N/A | Gateway Device | Excellent | Chubb | 10 | Yes |  | WS/Facilities |  | alc_g5ce | ALC-G5CE
| Building Management System | HLI-120 | HLI-120 | ALC | OFHI | Standard | IP (Wired GEN BOS-IoT) | HLI | 5 | 5D44 | HVACCP-95 | RT64300NGQ | Active | Yes | IN-BLR-ANANTA-HLI-120_5 | uuid://6ac6b50a-aea7-48d7-bcbe-262824d1b677 | {"asset":{"guid":"uuid://6ac6b50a-aea7-48d7-bcbe-262824d1b677","site":"in-blr-ananta","name":"hli-120"}} | Chubb |  |  | drv_gen5_108-04-20088 | 107.06.2102 | 108.04.20167 | BACnet IP, MQTT | 11469 | 11501 |  |  |  | Corphosted | 00:e0:c9:2a:3b:ae | in-blr-ananta-hli-120 |  |  |  | 100.95.215.238 | 255.255.240.0 | None | [16 empty] | WS/Facilities |  | alc_ofhi | ALC-OFHI
417 | Building Management System | HLI-301 | HLI-301 | Tridium | JACE 8000 | Standard | IP (Wired GEN BOS-IoT) | HLI | M | 3M52 |  |  | Active | Yes | IN-BLR-ANANTA-HLI-301_M | uuid://7679b9e8-bb89-4493-8fd7-5b7147157f5e | {"asset":{"guid":"uuid://7679b9e8-bb89-4493-8fd7-5b7147157f5e","site":"in-blr-ananta","name":"hli-301"}} | Trane | [5 empty] | BACnet IP | [5 empty] | Corphosted | CC:33:31:8F:73:70 | in-blr-ananta-hli-301 | [5 empty] | None |  |  |  |  | Primary | BACnet,47808 | [5 empty] | Good | Trane | 10 |  |  |  | Jace Controller not Installed at Site. | tridium_jace8000 | TRIDIUM-JACE8000
418 | Building Management System | HLI-302 | HLI-302 | Tridium | JACE 8000 | Standard | IP (Wired GEN BOS-IoT) | HLI | M | 3M52 |  |  | Active | Yes | IN-BLR-ANANTA-HLI-302_M | uuid://b8a7cd6b-784a-4d75-8b2f-04a068de986a | {"asset":{"guid":"uuid://b8a7cd6b-784a-4d75-8b2f-04a068de986a","site":"in-blr-ananta","name":"hli-302"}} | Trane | [5 empty] | BACnet IP | [5 empty] | Corphosted | AC:1F:0F:E1:B8:7B | in-blr-ananta-hli-302 | [5 empty] | None |  |  |  |  | Primary | BACnet,47808 | [5 empty] | Good | Trane | 10 |  |  |  | Jace Controller not Installed at Site. | tridium_jace8000 | TRIDIUM-JACE8000
419 | Building Management System | HLI-303 | HLI-303 | TRANE | TRACER SC+ | Standard | IP (Wired GEN BOS-IoT) | HLI | M | 3M52 | HVACCP-301 | E21K08105 | Active | Yes | IN-BLR-ANANTA-HLI-303_M | uuid://758b1152-3e73-4863-b46d-423f5df62ae3 | {"asset":{"guid":"uuid://758b1152-3e73-4863-b46d-423f5df62ae3","site":"in-blr-ananta","name":"hli-303"}} | Trane |  |  |  |  | v5.70.1731 | BACnet IP | 50000 | 11501 |  |  |  | Corphosted | 00:12:EA:15:57:B8 | in-blr-ananta-hli-303 |  |  |  | 100.95.215.138 | 255.255.240.0 | None |  |  |  |  | Primary | BACnet,47808 | HLI-103 | Unicast | No |  | Gateway Device | Good | Trane | 10 | Yes |  |  |  | trane_tracersc | TRANE-TRACERSC
420 | Building Management System | HLI-304 | HLI-304 | TRANE | TRACER SC+ | Standard | IP (Wired GEN BOS-IoT) | HLI | M | 3M52 | HVACCP-301 | E24E06090 | Active | Yes | IN-BLR-ANANTA-HLI-304_M | uuid://35691f3e-6364-422f-badf-fde9e33729f7 | {"asset":{"guid":"uuid://35691f3e-6364-422f-badf-fde9e33729f7","site":"in-blr-ananta","name":"hli-304"}} | Trane |  |  |  |  | v5.70.1731 | BACnet IP | 60000 | 11501 |  |  |  | Corphosted | 00:12:EA:15:84:6D | in-blr-ananta-hli-304 |  |  |  | 100.95.215.160 | 255.255.240.0 | None |  |  |  |  | Primary | BACnet,47808 | HLI-103 | Unicast | No |  | Gateway Device | Good | Trane | 10 | Yes |  |  |  | trane_tracersc | TRANE-TRACERSC
421 | Building Management System | VAV-1 | VAV-1 | Neptronic | EVCB SERIES | Standard | Serial | VAVCTR | G | 6 |  |  | Active | Yes | IN-BLR-ANANTA-VAV-1_G | uuid://9bb583f2-3aec-45e6-aea2-45ce2fdb930c | {"asset":{"guid":"uuid://9bb583f2-3aec-45e6-aea2-45ce2fdb930c","site":"in-blr-ananta","name":"vav-1"}} | Airmech | [5 empty] | BACnet MS/TP | 120001 | 11642 | [16 empty] | Secondary to HLI-005 |  |  |  |  | HLI-5 | Proxied Device | Good | Airmech | 10 | N/A |  | WS/Facilities |  | neptronic_evcbseries | NEPTRONIC-EVCBSERIES
422 | Building Management System | VAV-2 | VAV-2 | Neptronic | EVCB SERIES | Standard | Serial | VAVCTR | G | GC8 |  |  | Active | Yes | IN-BLR-ANANTA-VAV-2_G | uuid://e8d4f9c2-555a-4890-8a32-7f68a82be9a3 | {"asset":{"guid":"uuid://e8d4f9c2-555a-4890-8a32-7f68a82be9a3","site":"in-blr-ananta","name":"vav-2"}} | Airmech | [5 empty] | BACnet MS/TP | 120002 | 11642 | [21 empty] | HLI-5 | Proxied Device | Good | Airmech | 10 | N/A |  |  |  | neptronic_evcbseries | NEPTRONIC-EVCBSERIES
423 | Building Management System | VAV-3 | VAV-3 | Neptronic | EVCB SERIES | Standard | Serial | VAVCTR | G | GC7 |  |  | Active | Yes | IN-BLR-ANANTA-VAV-3_G | uuid://971a39e7-52f5-4d19-b9af-1abc3a629551 | {"asset":{"guid":"uuid://971a39e7-52f5-4d19-b9af-1abc3a629551","site":"in-blr-ananta","name":"vav-3"}} | Airmech | [5 empty] | BACnet MS/TP | 120003 | 11642 | [21 empty] | HLI-5 | Proxied Device | Good | Airmech | 10 | N/A |  |  |  | neptronic_evcbseries | NEPTRONIC-EVCBSERIES
424 | Building Management System | VAV-4 | VAV-4 | Neptronic | EVCB SERIES | Standard | Serial | VAVCTR | G | GC7 |  |  | Active | Yes | IN-BLR-ANANTA-VAV-4_G | uuid://828d3d7b-5274-4c27-b5c6-d54511f514b2 | {"asset":{"guid":"uuid://828d3d7b-5274-4c27-b5c6-d54511f514b2","site":"in-blr-ananta","name":"vav-4"}} | Airmech | [5 empty] | BACnet MS/TP | 120004 | 11642 | [21 empty] | HLI-5 | Proxied Device | Good | Airmech | 10 | N/A |  |  |  | neptronic_evcbseries | NEPTRONIC-EVCBSERIES
425 | Building Management System | VAV-5 | VAV-5 | Neptronic | EVCB SERIES | Standard | Serial | VAVCTR | G | CG05 |  |  | Active | Yes | IN-BLR-ANANTA-VAV-5_G | uuid://d843a460-0abc-4520-810f-dfb0a0a4130a | {"asset":{"guid":"uuid://d843a460-0abc-4520-810f-dfb0a0a4130a","site":"in-blr-ananta","name":"vav-5"}} | Airmech | [5 empty] | BACnet MS/TP | 120005 | 11642 | [21 empty] | HLI-5 | Proxied Device | Good | Airmech | 10 | N/A |  |  |  | neptronic_evcbseries | NEPTRONIC-EVCBSERIES
426 | Building Management System | VAV-6 | VAV-6 | Neptronic | EVCB SERIES | Standard | Serial | VAVCTR | G | GC14 |  |  | Active | Yes | IN-BLR-ANANTA-VAV-6_G | uuid://93035b42-b971-4e87-9c8a-9f97c7d919f2 | {"asset":{"guid":"uuid://93035b42-b971-4e87-9c8a-9f97c7d919f2","site":"in-blr-ananta","name":"vav-6"}} | Airmech | [5 empty] | BACnet MS/TP | 120006 | 11642 | [21 empty] | HLI-5 | Proxied Device | Good | Airmech | 10 | N/A |  |  |  | neptronic_evcbseries | NEPTRONIC-EVCBSERIES
427 | Building Management System | VAV-7 | VAV-7 | Neptronic | EVCB SERIES | Standard | Serial | VAVCTR | G | GC14 |  |  | Active | Yes | IN-BLR-ANANTA-VAV-7_G | uuid://2c01dd67-f4a2-4aa7-9bca-b96190d8fc21 | {"asset":{"guid":"uuid://2c01dd67-f4a2-4aa7-9bca-b96190d8fc21","site":"in-blr-ananta","name":"vav-7"}} | Airmech | [5 empty] | BACnet MS/TP | 120007 | 11642 | [21 empty] | HLI-5 | Proxied Device | Good | Airmech | 10 | N/A |  |  |  | neptronic_evcbseries | NEPTRONIC-EVCBSERIES
428 | Building Management System | VAV-8 | VAV-8 | Neptronic | EVCB SERIES | Standard | Serial | VAVCTR | G | CG07 |  |  | Active | Yes | IN-BLR-ANANTA-VAV-8_G | uuid://559e4480-8195-4653-9c05-b36ccd47c672 | {"asset":{"guid":"uuid://559e4480-8195-4653-9c05-b36ccd47c672","site":"in-blr-ananta","name":"vav-8"}} | Airmech | [5 empty] | BACnet MS/TP | 120008 | 11642 | [21 empty] | HLI-5 | Proxied Device | Good | Airmech | 10 | N/A |  |  |  | neptronic_evcbseries | NEPTRONIC-EVCBSERIES
429 | Building Management System | VAV-9 | VAV-9 | Neptronic | EVCB SERIES | Standard | Serial | VAVCTR | G | G70 |  |  | Active | Yes | IN-BLR-ANANTA-VAV-9_G | uuid://4fdf5dc9-0fdc-42d2-be94-c86a567bffe7 | {"asset":{"guid":"uuid://4fdf5dc9-0fdc-42d2-be94-c86a567bffe7","site":"in-blr-ananta","name":"vav-9"}} | Airmech | [5 empty] | BACnet MS/TP | 120009 | 11642 | [21 empty] | HLI-5 | Proxied Device | Good | Airmech | 10 | N/A |  | WS/Facilities |  | neptronic_evcbseries | NEPTRONIC-EVCBSERIES
430 | Building Management System | VAV-10 | VAV-10 | Neptronic | EVCB SERIES | Standard | Serial | VAVCTR | G | GC24 |  |  | Active | Yes | IN-BLR-ANANTA-VAV-10_G | uuid://098f8993-1ed0-4331-9650-e139ee518a0d | {"asset":{"guid":"uuid://098f8993-1ed0-4331-9650-e139ee518a0d","site":"in-blr-ananta","name":"vav-10"}} | Airmech | [5 empty] | BACnet MS/TP | 120010 | 11642 | [21 empty] | HLI-5 | Proxied Device | Good | Airmech | 10 | N/A |  |  |  | neptronic_evcbseries | NEPTRONIC-EVCBSERIES
431 | Building Management System | VAV-11 | VAV-11 | Neptronic | EVCB SERIES | Standard | Serial | VAVCTR | G | GC23 |  |  | Active | Yes | IN-BLR-ANANTA-VAV-11_G | uuid://4ff40827-e495-4a3c-bd0c-ca697ab38da8 | {"asset":{"guid":"uuid://4ff40827-e495-4a3c-bd0c-ca697ab38da8","site":"in-blr-ananta","name":"vav-11"}} | Airmech | [5 empty] | BACnet MS/TP | 120011 | 11642 | [21 empty] | HLI-5 | Proxied Device | Good | Airmech | 10 | N/A |  |  |  | neptronic_evcbseries | NEPTRONIC-EVCBSERIES
432 | Building Management System | VAV-12 | VAV-12 | Neptronic | EVCB SERIES | Standard | Serial | VAVCTR | G | GC22 |  |  | Active | Yes | IN-BLR-ANANTA-VAV-12_G | uuid://117dc1d7-fe73-4550-9cf9-f5a5679b3dc3 | {"asset":{"guid":"uuid://117dc1d7-fe73-4550-9cf9-f5a5679b3dc3","site":"in-blr-ananta","name":"vav-12"}} | Airmech | [5 empty] | BACnet MS/TP | 120012 | 11642 | [21 empty] | HLI-5 | Proxied Device | Good | Airmech | 10 | N/A |  |  |  | neptronic_evcbseries | NEPTRONIC-EVCBSERIES
433 | Building Management System | VAV-13 | VAV-13 | Neptronic | EVCB SERIES | Standard | Serial | VAVCTR | G | GC20 |  |  | Active | Yes | IN-BLR-ANANTA-VAV-13_G | uuid://fb8d274c-a2f0-44b6-90f1-1de8adcc900a | {"asset":{"guid":"uuid://fb8d274c-a2f0-44b6-90f1-1de8adcc900a","site":"in-blr-ananta","name":"vav-13"}} | Airmech | [5 empty] | BACnet MS/TP | 120013 | 11642 | [21 empty] | HLI-5 | Proxied Device | Good | Airmech | 10 | N/A |  |  |  | neptronic_evcbseries | NEPTRONIC-EVCBSERIES
434 | Building Management System | VAV-14 | VAV-14 | Neptronic | EVCB SERIES | Standard | Serial | VAVCTR | G | CG04 |  |  | Active | Yes | IN-BLR-ANANTA-VAV-14_G | uuid://c75c7cde-e1d0-4714-8ff7-23eb1cda6284 | {"asset":{"guid":"uuid://c75c7cde-e1d0-4714-8ff7-23eb1cda6284","site":"in-blr-ananta","name":"vav-14"}} | Airmech | [5 empty] | BACnet MS/TP | 120014 | 11642 | [21 empty] | HLI-5 | Proxied Device | Good | Airmech | 10 | N/A |  |  |  | neptronic_evcbseries | NEPTRONIC-EVCBSERIES
435 | Building Management System | VAV-15 | VAV-15 | Neptronic | EVCB SERIES | Standard | Serial | VAVCTR | G | GC16 |  |  | Active | Yes | IN-BLR-ANANTA-VAV-15_G | uuid://bca693c6-494f-46a7-bd6a-f9d66106eee5 | {"asset":{"guid":"uuid://bca693c6-494f-46a7-bd6a-f9d66106eee5","site":"in-blr-ananta","name":"vav-15"}} | Airmech | [5 empty] | BACnet MS/TP | 120015 | 11642 | [21 empty] | HLI-5 | Proxied Device | Good | Airmech | 10 | N/A |  |  |  | neptronic_evcbseries | NEPTRONIC-EVCBSERIES
436 | Building Management System | VAV-16 | VAV-16 | Neptronic | EVCB SERIES | Standard | Serial | VAVCTR | G | GC19 |  |  | Active | Yes | IN-BLR-ANANTA-VAV-16_G | uuid://42e0eb38-c10c-4a43-a4ef-f14031344dba | {"asset":{"guid":"uuid://42e0eb38-c10c-4a43-a4ef-f14031344dba","site":"in-blr-ananta","name":"vav-16"}} | Airmech | [5 empty] | BACnet MS/TP | 120016 | 11642 | [21 empty] | HLI-5 | Proxied Device | Good | Airmech | 10 | N/A |  |  |  | neptronic_evcbseries | NEPTRONIC-EVCBSERIES
437 | Building Management System | VAV-17 | VAV-17 | Neptronic | EVCB SERIES | Standard | Serial | VAVCTR | G | GC18 |  |  | Active | Yes | IN-BLR-ANANTA-VAV-17_G | uuid://40df1b95-b7c8-4e95-a692-8437fed59bb3 | {"asset":{"guid":"uuid://40df1b95-b7c8-4e95-a692-8437fed59bb3","site":"in-blr-ananta","name":"vav-17"}} | Airmech | [5 empty] | BACnet MS/TP | 120017 | 11642 | [21 empty] | HLI-5 | Proxied Device | Good | Airmech | 10 | N/A |  |  |  | neptronic_evcbseries | NEPTRONIC-EVCBSERIES
438 | Building Management System | VAV-18 | VAV-18 | Neptronic | EVCB SERIES | Standard | Serial | VAVCTR | G | GC27 |  |  | Active | Yes | IN-BLR-ANANTA-VAV-18_G | uuid://dee00bab-cf86-48fe-99a4-43fcce5116c0 | {"asset":{"guid":"uuid://dee00bab-cf86-48fe-99a4-43fcce5116c0","site":"in-blr-ananta","name":"vav-18"}} | Airmech | [5 empty] | BACnet MS/TP | 120018 | 11642 | [21 empty] | HLI-5 | Proxied Device | Good | Airmech | 10 | N/A |  |  |  | neptronic_evcbseries | NEPTRONIC-EVCBSERIES
439 | Building Management System | VAV-19 | VAV-19 | Neptronic | EVCB SERIES | Standard | Serial | VAVCTR | G | GI11 |  |  | Active | Yes | IN-BLR-ANANTA-VAV-19_G | uuid://964ad1a5-910b-4b9f-a0f6-e30ba8084094 | {"asset":{"guid":"uuid://964ad1a5-910b-4b9f-a0f6-e30ba8084094","site":"in-blr-ananta","name":"vav-19"}} | Airmech | [5 empty] | BACnet MS/TP | 120019 | 11573 | [21 empty] | HLI-111 | Proxied Device | Good | Airmech | 10 | N/A |  |  |  | neptronic_evcbseries | NEPTRONIC-EVCBSERIES
440 | Building Management System | VAV-20 | VAV-20 | Neptronic | EVCB SERIES | Standard | Serial | VAVCTR | G | G15 |  |  | Active | Yes | IN-BLR-ANANTA-VAV-20_G | uuid://358e35f8-b44b-4212-8fdf-a27637e11ccd | {"asset":{"guid":"uuid://358e35f8-b44b-4212-8fdf-a27637e11ccd","site":"in-blr-ananta","name":"vav-20"}} | Airmech | [5 empty] | BACnet MS/TP | 120020 | 11573 | [21 empty] | HLI-111 | Proxied Device | Good | Airmech | 10 | N/A |  |  |  | neptronic_evcbseries | NEPTRONIC-EVCBSERIES
441 | Building Management System | VAV-21 | VAV-21 | Neptronic | EVCB SERIES | Standard | Serial | VAVCTR | G | G19 |  |  | Active | Yes | IN-BLR-ANANTA-VAV-21_G | uuid://1f0dd49b-0f55-4d40-a81b-b0bc23d02b3e | {"asset":{"guid":"uuid://1f0dd49b-0f55-4d40-a81b-b0bc23d02b3e","site":"in-blr-ananta","name":"vav-21"}} | Airmech | [5 empty] | BACnet MS/TP | 120021 | 11573 | [21 empty] | HLI-111 | Proxied Device | Good | Airmech | 10 | N/A |  |  |  | neptronic_evcbseries | NEPTRONIC-EVCBSERIES
442 | Building Management System | VAV-22 | VAV-22 | Neptronic | EVCB SERIES | Standard | Serial | VAVCTR | G | GD26 |  |  | Active | Yes | IN-BLR-ANANTA-VAV-22_G | uuid://7ae096fa-0010-4b03-abc7-120025541966 | {"asset":{"guid":"uuid://7ae096fa-0010-4b03-abc7-120025541966","site":"in-blr-ananta","name":"vav-22"}} | Airmech | [5 empty] | BACnet MS/TP | 120022 | 11603 | [21 empty] | HLI-6 | Proxied Device | Good | Airmech | 10 | N/A |  |  |  | neptronic_evcbseries | NEPTRONIC-EVCBSERIES
443 | Building Management System | VAV-23 | VAV-23 | Neptronic | EVCB SERIES | Standard | Serial | VAVCTR | G | GD29 |  |  | Active | Yes | IN-BLR-ANANTA-VAV-23_G | uuid://5363a79c-83e5-4c41-b2d4-a3fd3714778e | {"asset":{"guid":"uuid://5363a79c-83e5-4c41-b2d4-a3fd3714778e","site":"in-blr-ananta","name":"vav-23"}} | Airmech | [5 empty] | BACnet MS/TP | 120023 | 11603 | [21 empty] | HLI-6 | Proxied Device | Good | Airmech | 10 | N/A |  |  |  | neptronic_evcbseries | NEPTRONIC-EVCBSERIES
444 | Building Management System | VAV-24 | VAV-24 | Neptronic | EVCB SERIES | Standard | Serial | VAVCTR | G | GD8 |  |  | Active | Yes | IN-BLR-ANANTA-VAV-24_G | uuid://88331df4-9e76-4c60-af59-aedd39df987c | {"asset":{"guid":"uuid://88331df4-9e76-4c60-af59-aedd39df987c","site":"in-blr-ananta","name":"vav-24"}} | Airmech | [5 empty] | BACnet MS/TP | 120024 | 11603 | [21 empty] | HLI-6 | Proxied Device | Good | Airmech | 10 | N/A |  |  |  | neptronic_evcbseries | NEPTRONIC-EVCBSERIES
445 | Building Management System | VAV-25 | VAV-25 | Neptronic | EVCB SERIES | Standard | Serial | VAVCTR | G | CG51 |  |  | Active | Yes | IN-BLR-ANANTA-VAV-25_G | uuid://b7b9fa01-e42a-41c7-8862-795d23f1966d | {"asset":{"guid":"uuid://b7b9fa01-e42a-41c7-8862-795d23f1966d","site":"in-blr-ananta","name":"vav-25"}} | Airmech | [5 empty] | BACnet MS/TP | 120025 | 11603 | [21 empty] | HLI-6 | Proxied Device | Good | Airmech | 10 | N/A |  |  |  | neptronic_evcbseries | NEPTRONIC-EVCBSERIES
446 | Building Management System | VAV-26 | VAV-26 | Neptronic | EVCB SERIES | Standard | Serial | VAVCTR | G | GD7 |  |  | Active | Yes | IN-BLR-ANANTA-VAV-26_G | uuid://df70033a-e58b-48cd-8686-83b889a38ecb | {"asset":{"guid":"uuid://df70033a-e58b-48cd-8686-83b889a38ecb","site":"in-blr-ananta","name":"vav-26"}} | Airmech | [5 empty] | BACnet MS/TP | 120026 | 11603 | [21 empty] | HLI-6 | Proxied Device | Good | Airmech | 10 | N/A |  |  |  | neptronic_evcbseries | NEPTRONIC-EVCBSERIES
447 | Building Management System | VAV-27 | VAV-27 | Neptronic | EVCB SERIES | Standard | Serial | VAVCTR | G | GD6 |  |  | Active | Yes | IN-BLR-ANANTA-VAV-27_G | uuid://a9ed1ef4-9925-44c5-a2b2-1be9fbdc21d2 | {"asset":{"guid":"uuid://a9ed1ef4-9925-44c5-a2b2-1be9fbdc21d2","site":"in-blr-ananta","name":"vav-27"}} | Airmech | [5 empty] | BACnet MS/TP | 120027 | 11603 | [21 empty] | HLI-6 | Proxied Device | Good | Airmech | 10 | N/A |  |  |  | neptronic_evcbseries | NEPTRONIC-EVCBSERIES
448 | Building Management System | VAV-28 | VAV-28 | Neptronic | EVCB SERIES | Standard | Serial | VAVCTR | G | GD5 |  |  | Active | Yes | IN-BLR-ANANTA-VAV-28_G | uuid://c1858fa6-ce39-449d-8100-86526d564d14 | {"asset":{"guid":"uuid://c1858fa6-ce39-449d-8100-86526d564d14","site":"in-blr-ananta","name":"vav-28"}} | Airmech | [5 empty] | BACnet MS/TP | 120028 | 11603 | [21 empty] | HLI-6 | Proxied Device | Good | Airmech | 10 | N/A |  |  |  | neptronic_evcbseries | NEPTRONIC-EVCBSERIES
449 | Building Management System | VAV-29 | VAV-29 | Neptronic | EVCB SERIES | Standard | Serial | VAVCTR | G | GD4 |  |  | Active | Yes | IN-BLR-ANANTA-VAV-29_G | uuid://2687b98b-23e3-4065-a72b-dc9ee021cc91 | {"asset":{"guid":"uuid://2687b98b-23e3-4065-a72b-dc9ee021cc91","site":"in-blr-ananta","name":"vav-29"}} | Airmech | [5 empty] | BACnet MS/TP | 120029 | 11603 | [21 empty] | HLI-6 | Proxied Device | Good | Airmech | 10 | N/A |  |  |  | neptronic_evcbseries | NEPTRONIC-EVCBSERIES
450 | Building Management System | VAV-30 | VAV-30 | Neptronic | EVCB SERIES | Standard | Serial | VAVCTR | G | GD3 |  |  | Active | Yes | IN-BLR-ANANTA-VAV-30_G | uuid://ae20e9f8-e6e5-4692-8a75-abcb42cf9cd0 | {"asset":{"guid":"uuid://ae20e9f8-e6e5-4692-8a75-abcb42cf9cd0","site":"in-blr-ananta","name":"vav-30"}} | Airmech | [5 empty] | BACnet MS/TP | 120030 | 11603 | [21 empty] | HLI-6 | Proxied Device | Good | Airmech | 10 | N/A |  |  |  | neptronic_evcbseries | NEPTRONIC-EVCBSERIES
451 | Building Management System | VAV-31 | VAV-31 | Neptronic | EVCB SERIES | Standard | Serial | VAVCTR | G | GD2 |  |  | Active | Yes | IN-BLR-ANANTA-VAV-31_G | uuid://98bbb1a9-30ec-4c3a-8d74-5a19ca0c99a5 | {"asset":{"guid":"uuid://98bbb1a9-30ec-4c3a-8d74-5a19ca0c99a5","site":"in-blr-ananta","name":"vav-31"}} | Airmech | [5 empty] | BACnet MS/TP | 120031 | 11603 | [21 empty] | HLI-6 | Proxied Device | Good | Airmech | 10 | N/A |  |  |  | neptronic_evcbseries | NEPTRONIC-EVCBSERIES
452 | Building Management System | VAV-32 | VAV-32 | Neptronic | EVCB SERIES | Standard | Serial | VAVCTR | G | GD9 |  |  | Active | Yes | IN-BLR-ANANTA-VAV-32_G | uuid://408e2f64-8d6d-4c94-9f66-82010de80794 | {"asset":{"guid":"uuid://408e2f64-8d6d-4c94-9f66-82010de80794","site":"in-blr-ananta","name":"vav-32"}} | Airmech | [5 empty] | BACnet MS/TP | 120032 | 11603 | [21 empty] | HLI-6 | Proxied Device | Good | Airmech | 10 | N/A |  |  |  | neptronic_evcbseries | NEPTRONIC-EVCBSERIES
453 | Building Management System | VAV-33 | VAV-33 | Neptronic | EVCB SERIES | Standard | Serial | VAVCTR | G | GD1 |  |  | Active | Yes | IN-BLR-ANANTA-VAV-33_G | uuid://1b3f2a68-7c5a-4cea-8955-b89c49d1ae00 | {"asset":{"guid":"uuid://1b3f2a68-7c5a-4cea-8955-b89c49d1ae00","site":"in-blr-ananta","name":"vav-33"}} | Airmech | [5 empty] | BACnet MS/TP | 120033 | 11603 | [21 empty] | HLI-6 | Proxied Device | Good | Airmech | 10 | N/A |  |  |  | neptronic_evcbseries | NEPTRONIC-EVCBSERIES
454 | Building Management System | VAV-34 | VAV-34 | Neptronic | EVCB SERIES | Standard | Serial | VAVCTR | G | GD11 |  |  | Active | Yes | IN-BLR-ANANTA-VAV-34_G | uuid://1335d5e3-6f39-4bee-b1ae-b2089cdb6cc3 | {"asset":{"guid":"uuid://1335d5e3-6f39-4bee-b1ae-b2089cdb6cc3","site":"in-blr-ananta","name":"vav-34"}} | Airmech | [5 empty] | BACnet MS/TP | 120034 | 11603 | [21 empty] | HLI-6 | Proxied Device | Good | Airmech | 10 | N/A |  |  |  | neptronic_evcbseries | NEPTRONIC-EVCBSERIES
455 | Building Management System | VAV-35 | VAV-35 | Neptronic | EVCB SERIES | Standard | Serial | VAVCTR | G | GD17 |  |  | Active | Yes | IN-BLR-ANANTA-VAV-35_G | uuid://1ce7a051-7fb7-49f2-a765-1f30f7f01c52 | {"asset":{"guid":"uuid://1ce7a051-7fb7-49f2-a765-1f30f7f01c52","site":"in-blr-ananta","name":"vav-35"}} | Airmech | [5 empty] | BACnet MS/TP | 120035 | 11603 | [21 empty] | HLI-6 | Proxied Device | Good | Airmech | 10 | N/A |  |  |  | neptronic_evcbseries | NEPTRONIC-EVCBSERIES
456 | Building Management System | VAV-36 | VAV-36 | Neptronic | EVCB SERIES | Standard | Serial | VAVCTR | G | GD14 |  |  | Active | Yes | IN-BLR-ANANTA-VAV-36_G | uuid://74be80cc-6545-48a7-b619-e5884c309eba | {"asset":{"guid":"uuid://74be80cc-6545-48a7-b619-e5884c309eba","site":"in-blr-ananta","name":"vav-36"}} | Airmech | [5 empty] | BACnet MS/TP | 120036 | 11603 | [21 empty] | HLI-6 | Proxied Device | Good | Airmech | 10 | N/A |  |  |  | neptronic_evcbseries | NEPTRONIC-EVCBSERIES
457 | Building Management System | VAV-37 | VAV-37 | Neptronic | EVCB SERIES | Standard | Serial | VAVCTR | G | GD16 |  |  | Active | Yes | IN-BLR-ANANTA-VAV-37_G | uuid://0a88b9d1-d8bb-4512-9e15-f42cee233a14 | {"asset":{"guid":"uuid://0a88b9d1-d8bb-4512-9e15-f42cee233a14","site":"in-blr-ananta","name":"vav-37"}} | Airmech | [5 empty] | BACnet MS/TP | 120037 | 11603 | [21 empty] | HLI-6 | Proxied Device | Good | Airmech | 10 | N/A |  |  |  | neptronic_evcbseries | NEPTRONIC-EVCBSERIES
458 | Building Management System | VAV-38 | VAV-38 | Neptronic | EVCB SERIES | Standard | Serial | VAVCTR | G | CG38 |  |  | Active | Yes | IN-BLR-ANANTA-VAV-38_G | uuid://0a90b1f5-c0f8-461c-ae8e-dc2e134274c6 | {"asset":{"guid":"uuid://0a90b1f5-c0f8-461c-ae8e-dc2e134274c6","site":"in-blr-ananta","name":"vav-38"}} | Airmech | [5 empty] | BACnet MS/TP | 120038 | 11584 | [21 empty] | HLI-7 | Proxied Device | Good | Airmech | 10 | N/A |  |  |  | neptronic_evcbseries | NEPTRONIC-EVCBSERIES
459 | Building Management System | VAV-39 | VAV-39 | Neptronic | EVCB SERIES | Standard | Serial | VAVCTR | G | CG37 |  |  | Active | Yes | IN-BLR-ANANTA-VAV-39_G | uuid://0f7cba2a-2609-40b1-a70a-632266b8e495 | {"asset":{"guid":"uuid://0f7cba2a-2609-40b1-a70a-632266b8e495","site":"in-blr-ananta","name":"vav-39"}} | Airmech | [5 empty] | BACnet MS/TP | 120039 | 11584 | [21 empty] | HLI-7 | Proxied Device | Good | Airmech | 10 | N/A |  |  |  | neptronic_evcbseries | NEPTRONIC-EVCBSERIES
460 | Building Management System | VAV-40 | VAV-40 | Neptronic | EVCB SERIES | Standard | Serial | VAVCTR | G | CG37 |  |  | Active | Yes | IN-BLR-ANANTA-VAV-40_G | uuid://84e4bfe2-4428-42fc-8e89-6a629ad4443e | {"asset":{"guid":"uuid://84e4bfe2-4428-42fc-8e89-6a629ad4443e","site":"in-blr-ananta","name":"vav-40"}} | Airmech | [5 empty] | BACnet MS/TP | 120040 | 11584 | [21 empty] | HLI-7 | Proxied Device | Good | Airmech | 10 | N/A |  |  |  | neptronic_evcbseries | NEPTRONIC-EVCBSERIES
461 | Building Management System | VAV-41 | VAV-41 | Neptronic | EVCB SERIES | Standard | Serial | VAVCTR | G | GA5 |  |  | Active | Yes | IN-BLR-ANANTA-VAV-41_G | uuid://98f269d4-d1ad-4e84-8a88-f51491ae65cd | {"asset":{"guid":"uuid://98f269d4-d1ad-4e84-8a88-f51491ae65cd","site":"in-blr-ananta","name":"vav-41"}} | Airmech | [5 empty] | BACnet MS/TP | 120041 | 11584 | [21 empty] | HLI-7 | Proxied Device | Good | Airmech | 10 | N/A |  |  |  | neptronic_evcbseries | NEPTRONIC-EVCBSERIES
462 | Building Management System | VAV-42 | VAV-42 | Neptronic | EVCB SERIES | Standard | Serial | VAVCTR | G | GA3 |  |  | Active | Yes | IN-BLR-ANANTA-VAV-42_G | uuid://3f2eb546-2616-4565-a5e5-10c2ad36417b | {"asset":{"guid":"uuid://3f2eb546-2616-4565-a5e5-10c2ad36417b","site":"in-blr-ananta","name":"vav-42"}} | Airmech | [5 empty] | BACnet MS/TP | 120042 | 11584 | [21 empty] | HLI-7 | Proxied Device | Good | Airmech | 10 | N/A |  |  |  | neptronic_evcbseries | NEPTRONIC-EVCBSERIES
463 | Building Management System | VAV-43 | VAV-43 | Neptronic | EVCB SERIES | Standard | Serial | VAVCTR | G | CG42 |  |  | Active | Yes | IN-BLR-ANANTA-VAV-43_G | uuid://150aca48-7473-4a1d-b633-86f8b5ded0cc | {"asset":{"guid":"uuid://150aca48-7473-4a1d-b633-86f8b5ded0cc","site":"in-blr-ananta","name":"vav-43"}} | Airmech | [5 empty] | BACnet MS/TP | 120043 | 11584 | [21 empty] | HLI-7 | Proxied Device | Good | Airmech | 10 | N/A |  |  |  | neptronic_evcbseries | NEPTRONIC-EVCBSERIES
464 | Building Management System | VAV-44 | VAV-44 | Neptronic | EVCB SERIES | Standard | Serial | VAVCTR | G | GV79 |  |  | Active | Yes | IN-BLR-ANANTA-VAV-44_G | uuid://a4bdd57d-f0af-4461-8e39-9052c1fa700a | {"asset":{"guid":"uuid://a4bdd57d-f0af-4461-8e39-9052c1fa700a","site":"in-blr-ananta","name":"vav-44"}} | Airmech | [5 empty] | BACnet MS/TP | 120044 | 11584 | [21 empty] | HLI-7 | Proxied Device | Good | Airmech | 10 | N/A |  |  |  | neptronic_evcbseries | NEPTRONIC-EVCBSERIES
465 | Building Management System | VAV-45 | VAV-45 | Neptronic | EVCB SERIES | Standard | Serial | VAVCTR | G | CG35 |  |  | Active | Yes | IN-BLR-ANANTA-VAV-45_G | uuid://8ea40451-53f1-4054-b741-96e89e40c0d2 | {"asset":{"guid":"uuid://8ea40451-53f1-4054-b741-96e89e40c0d2","site":"in-blr-ananta","name":"vav-45"}} | Airmech | [5 empty] | BACnet MS/TP | 120045 | 11584 | [21 empty] | HLI-7 | Proxied Device | Good | Airmech | 10 | N/A |  |  |  | neptronic_evcbseries | NEPTRONIC-EVCBSERIES
466 | Building Management System | VAV-46 | VAV-46 | Neptronic | EVCB SERIES | Standard | Serial | VAVCTR | G | CG34 |  |  | Active | Yes | IN-BLR-ANANTA-VAV-46_G | uuid://dd9f4c96-1404-47a6-becb-9ccac9c4cbc3 | {"asset":{"guid":"uuid://dd9f4c96-1404-47a6-becb-9ccac9c4cbc3","site":"in-blr-ananta","name":"vav-46"}} | Airmech | [5 empty] | BACnet MS/TP | 120046 | 11584 | [21 empty] | HLI-7 | Proxied Device | Good | Airmech | 10 | N/A |  |  |  | neptronic_evcbseries | NEPTRONIC-EVCBSERIES
467 | Building Management System | VAV-47 | VAV-47 | Neptronic | EVCB SERIES | Standard | Serial | VAVCTR | G | CG33 |  |  | Active | Yes | IN-BLR-ANANTA-VAV-47_G | uuid://cc8cda0d-bf38-4613-9b60-76a2dbadde99 | {"asset":{"guid":"uuid://cc8cda0d-bf38-4613-9b60-76a2dbadde99","site":"in-blr-ananta","name":"vav-47"}} | Airmech | [5 empty] | BACnet MS/TP | 120047 | 11584 | [21 empty] | HLI-7 | Proxied Device | Good | Airmech | 10 | N/A |  |  |  | neptronic_evcbseries | NEPTRONIC-EVCBSERIES
468 | Building Management System | VAV-48 | VAV-48 | Neptronic | EVCB SERIES | Standard | Serial | VAVCTR | G | CG16 |  |  | Active | Yes | IN-BLR-ANANTA-VAV-48_G | uuid://4ed61a02-ded0-41f2-aec9-0a57ce770745 | {"asset":{"guid":"uuid://4ed61a02-ded0-41f2-aec9-0a57ce770745","site":"in-blr-ananta","name":"vav-48"}} | Airmech | [5 empty] | BACnet MS/TP | 120048 | 11602 | [21 empty] | HLI-11 | Proxied Device | Good | Airmech | 10 | N/A |  |  |  | neptronic_evcbseries | NEPTRONIC-EVCBSERIES
469 | Building Management System | VAV-49 | VAV-49 | Neptronic | EVCB SERIES | Standard | Serial | VAVCTR | G | CG13 |  |  | Active | Yes | IN-BLR-ANANTA-VAV-49_G | uuid://b98019cb-d51d-4a97-a231-107cba3cf6ca | {"asset":{"guid":"uuid://b98019cb-d51d-4a97-a231-107cba3cf6ca","site":"in-blr-ananta","name":"vav-49"}} | Airmech | [5 empty] | BACnet MS/TP | 120049 | 11602 | [21 empty] | HLI-11 | Proxied Device | Good | Airmech | 10 | N/A |  |  |  | neptronic_evcbseries | NEPTRONIC-EVCBSERIES
470 | Building Management System | VAV-50 | VAV-50 | Neptronic | EVCB SERIES | Standard | Serial | VAVCTR | G | CG15 |  |  | Active | Yes | IN-BLR-ANANTA-VAV-50_G | uuid://36f2237b-89f3-425a-9ccb-2b674ed04e0a | {"asset":{"guid":"uuid://36f2237b-89f3-425a-9ccb-2b674ed04e0a","site":"in-blr-ananta","name":"vav-50"}} | Airmech | [5 empty] | BACnet MS/TP | 120050 | 11602 | [21 empty] | HLI-11 | Proxied Device | Good | Airmech | 10 | N/A |  |  |  | neptronic_evcbseries | NEPTRONIC-EVCBSERIES
471 | Building Management System | VAV-51 | VAV-51 | Neptronic | EVCB SERIES | Standard | Serial | VAVCTR | G | CG17 |  |  | Active | Yes | IN-BLR-ANANTA-VAV-51_G | uuid://d21b359a-70d2-4aa1-bc51-d6ce8368b05a | {"asset":{"guid":"uuid://d21b359a-70d2-4aa1-bc51-d6ce8368b05a","site":"in-blr-ananta","name":"vav-51"}} | Airmech | [5 empty] | BACnet MS/TP | 120051 | 11602 | [21 empty] | HLI-11 | Proxied Device | Good | Airmech | 10 | N/A |  |  |  | neptronic_evcbseries | NEPTRONIC-EVCBSERIES
472 | Building Management System | VAV-52 | VAV-52 | Neptronic | EVCB SERIES | Standard | Serial | VAVCTR | G | GV72 |  |  | Active | Yes | IN-BLR-ANANTA-VAV-52_G | uuid://3b700f32-6cc4-4a82-8b28-82dc361fef97 | {"asset":{"guid":"uuid://3b700f32-6cc4-4a82-8b28-82dc361fef97","site":"in-blr-ananta","name":"vav-52"}} | Airmech | [5 empty] | BACnet MS/TP | 120052 | 11602 | [21 empty] | HLI-11 | Proxied Device | Good | Airmech | 10 | N/A |  |  |  | neptronic_evcbseries | NEPTRONIC-EVCBSERIES
473 | Building Management System | VAV-53 | VAV-53 | Neptronic | EVCB SERIES | Standard | Serial | VAVCTR | G | CG21 |  |  | Active | Yes | IN-BLR-ANANTA-VAV-53_G | uuid://6f6b1f98-5c2e-43ae-9074-44120a2d3ba2 | {"asset":{"guid":"uuid://6f6b1f98-5c2e-43ae-9074-44120a2d3ba2","site":"in-blr-ananta","name":"vav-53"}} | Airmech | [5 empty] | BACnet MS/TP | 120053 | 11602 | [21 empty] | HLI-11 | Proxied Device | Good | Airmech | 10 | N/A |  |  |  | neptronic_evcbseries | NEPTRONIC-EVCBSERIES
474 | Building Management System | VAV-54 | VAV-54 | Neptronic | EVCB SERIES | Standard | Serial | VAVCTR | G | CG20 |  |  | Active | Yes | IN-BLR-ANANTA-VAV-54_G | uuid://75101763-3f59-4faa-b075-ff067f8a0ce4 | {"asset":{"guid":"uuid://75101763-3f59-4faa-b075-ff067f8a0ce4","site":"in-blr-ananta","name":"vav-54"}} | Airmech | [5 empty] | BACnet MS/TP | 120054 | 11602 | [21 empty] | HLI-11 | Proxied Device | Good | Airmech | 10 | N/A |  |  |  | neptronic_evcbseries | NEPTRONIC-EVCBSERIES
475 | Building Management System | VAV-55 | VAV-55 | Neptronic | EVCB SERIES | Standard | Serial | VAVCTR | G | CG20 |  |  | Active | Yes | IN-BLR-ANANTA-VAV-55_G | uuid://55ca850f-cfc8-40cb-b57b-ea0f2deaaba9 | {"asset":{"guid":"uuid://55ca850f-cfc8-40cb-b57b-ea0f2deaaba9","site":"in-blr-ananta","name":"vav-55"}} | Airmech | [5 empty] | BACnet MS/TP | 120055 | 11602 | [21 empty] | HLI-11 | Proxied Device | Good | Airmech | 10 | N/A |  |  |  | neptronic_evcbseries | NEPTRONIC-EVCBSERIES
476 | Building Management System | VAV-56 | VAV-56 | Neptronic | EVCB SERIES | Standard | Serial | VAVCTR | G | CG19 |  |  | Active | Yes | IN-BLR-ANANTA-VAV-56_G | uuid://a45c2219-9f5d-43e5-9a94-30f49f5ab060 | {"asset":{"guid":"uuid://a45c2219-9f5d-43e5-9a94-30f49f5ab060","site":"in-blr-ananta","name":"vav-56"}} | Airmech | [5 empty] | BACnet MS/TP | 120056 | 11602 | [21 empty] | HLI-11 | Proxied Device | Good | Airmech | 10 | N/A |  |  |  | neptronic_evcbseries | NEPTRONIC-EVCBSERIES
477 | Building Management System | VAV-57 | VAV-57 | Neptronic | EVCB SERIES | Standard | Serial | VAVCTR | G | GB5 |  |  | Active | Yes | IN-BLR-ANANTA-VAV-57_G | uuid://46c25379-9ba6-406c-b4c4-e8cf986558d4 | {"asset":{"guid":"uuid://46c25379-9ba6-406c-b4c4-e8cf986558d4","site":"in-blr-ananta","name":"vav-57"}} | Airmech | [5 empty] | BACnet MS/TP | 120057 | 11602 | [21 empty] | HLI-11 | Proxied Device | Good | Airmech | 10 | N/A |  |  |  | neptronic_evcbseries | NEPTRONIC-EVCBSERIES
478 | Building Management System | VAV-58 | VAV-58 | Neptronic | EVCB SERIES | Standard | Serial | VAVCTR | G | GB7 |  |  | Active | Yes | IN-BLR-ANANTA-VAV-58_G | uuid://abc0819b-5a7a-43d9-8c89-e3f797f05210 | {"asset":{"guid":"uuid://abc0819b-5a7a-43d9-8c89-e3f797f05210","site":"in-blr-ananta","name":"vav-58"}} | Airmech | [5 empty] | BACnet MS/TP | 120058 | 11602 | [21 empty] | HLI-11 | Proxied Device | Good | Airmech | 10 | N/A |  |  |  | neptronic_evcbseries | NEPTRONIC-EVCBSERIES
479 | Building Management System | VAV-59 | VAV-59 | Neptronic | EVCB SERIES | Standard | Serial | VAVCTR | G | GB5 |  |  | Active | Yes | IN-BLR-ANANTA-VAV-59_G | uuid://40ad3560-50bf-4eeb-9972-00ca0bee3d6a | {"asset":{"guid":"uuid://40ad3560-50bf-4eeb-9972-00ca0bee3d6a","site":"in-blr-ananta","name":"vav-59"}} | Airmech | [5 empty] | BACnet MS/TP | 120059 | 11602 | [21 empty] | HLI-11 | Proxied Device | Good | Airmech | 10 | N/A |  |  |  | neptronic_evcbseries | NEPTRONIC-EVCBSERIES
480 | Building Management System | VAV-60 | VAV-60 | Neptronic | EVCB SERIES | Standard | Serial | VAVCTR | G | GB8 |  |  | Active | Yes | IN-BLR-ANANTA-VAV-60_G | uuid://b3c1917e-3a27-4bf9-bed2-a6cc7fc5fb0b | {"asset":{"guid":"uuid://b3c1917e-3a27-4bf9-bed2-a6cc7fc5fb0b","site":"in-blr-ananta","name":"vav-60"}} | Airmech | [5 empty] | BACnet MS/TP | 120060 | 11602 | [21 empty] | HLI-11 | Proxied Device | Good | Airmech | 10 | N/A |  |  |  | neptronic_evcbseries | NEPTRONIC-EVCBSERIES
481 | Building Management System | VAV-61 | VAV-61 | Neptronic | EVCB SERIES | Standard | Serial | VAVCTR | G | GB4 |  |  | Active | Yes | IN-BLR-ANANTA-VAV-61_G | uuid://f3ca8c6e-0084-44d4-9a6b-a9e2f7e17681 | {"asset":{"guid":"uuid://f3ca8c6e-0084-44d4-9a6b-a9e2f7e17681","site":"in-blr-ananta","name":"vav-61"}} | Airmech | [5 empty] | BACnet MS/TP | 120061 | 11602 | [21 empty] | HLI-11 | Proxied Device | Good | Airmech | 10 | N/A |  |  |  | neptronic_evcbseries | NEPTRONIC-EVCBSERIES
482 | Building Management System | VAV-62 | VAV-62 | Neptronic | EVCB SERIES | Standard | Serial | VAVCTR | 1 | 163 |  |  | Active | Yes | IN-BLR-ANANTA-VAV-62_1 | uuid://a252dfc7-c57c-44fa-ad7c-837f979d7c42 | {"asset":{"guid":"uuid://a252dfc7-c57c-44fa-ad7c-837f979d7c42","site":"in-blr-ananta","name":"vav-62"}} | Airmech | [5 empty] | BACnet MS/TP | 120062 | 11606 | [21 empty] | HLI-12 | Proxied Device | Good | Airmech | 10 | N/A |  |  |  | neptronic_evcbseries | NEPTRONIC-EVCBSERIES
483 | Building Management System | VAV-63 | VAV-63 | Neptronic | EVCB SERIES | Standard | Serial | VAVCTR | 1 | 1C120 |  |  | Active | Yes | IN-BLR-ANANTA-VAV-63_1 | uuid://982b619e-676b-4f58-89cf-96cdda324814 | {"asset":{"guid":"uuid://982b619e-676b-4f58-89cf-96cdda324814","site":"in-blr-ananta","name":"vav-63"}} | Airmech | [5 empty] | BACnet MS/TP | 120063 | 11606 | [21 empty] | HLI-12 | Proxied Device | Good | Airmech | 10 | N/A |  |  |  | neptronic_evcbseries | NEPTRONIC-EVCBSERIES
484 | Building Management System | VAV-64 | VAV-64 | Neptronic | EVCB SERIES | Standard | Serial | VAVCTR | 1 | 1C123 |  |  | Active | Yes | IN-BLR-ANANTA-VAV-64_1 | uuid://e91253d9-fab8-4b3c-85a0-4749f4b67eee | {"asset":{"guid":"uuid://e91253d9-fab8-4b3c-85a0-4749f4b67eee","site":"in-blr-ananta","name":"vav-64"}} | Airmech | [5 empty] | BACnet MS/TP | 120064 | 11606 | [21 empty] | HLI-12 | Proxied Device | Good | Airmech | 10 | N/A |  |  |  | neptronic_evcbseries | NEPTRONIC-EVCBSERIES
485 | Building Management System | VAV-65 | VAV-65 | Neptronic | EVCB SERIES | Standard | Serial | VAVCTR | 1 | 1C125 |  |  | Active | Yes | IN-BLR-ANANTA-VAV-65_1 | uuid://aebcb1ec-15b0-4820-9ae9-0af07afac5d3 | {"asset":{"guid":"uuid://aebcb1ec-15b0-4820-9ae9-0af07afac5d3","site":"in-blr-ananta","name":"vav-65"}} | Airmech | [5 empty] | BACnet MS/TP | 120065 | 11606 | [21 empty] | HLI-12 | Proxied Device | Good | Airmech | 10 | N/A |  |  |  | neptronic_evcbseries | NEPTRONIC-EVCBSERIES
486 | Building Management System | VAV-66 | VAV-66 | Neptronic | EVCB SERIES | Standard | Serial | VAVCTR | 1 | 1C33 |  |  | Active | Yes | IN-BLR-ANANTA-VAV-66_1 | uuid://3439694e-1d40-4802-ad30-017eb1edbdbb | {"asset":{"guid":"uuid://3439694e-1d40-4802-ad30-017eb1edbdbb","site":"in-blr-ananta","name":"vav-66"}} | Airmech | [5 empty] | BACnet MS/TP | 120066 | 11606 | [21 empty] | HLI-12 | Proxied Device | Good | Airmech | 10 | N/A |  |  |  | neptronic_evcbseries | NEPTRONIC-EVCBSERIES
487 | Building Management System | VAV-67 | VAV-67 | Neptronic | EVCB SERIES | Standard | Serial | VAVCTR | 1 | 1C36 |  |  | Active | Yes | IN-BLR-ANANTA-VAV-67_1 | uuid://5c5e2237-5400-490d-bb70-500b341827c5 | {"asset":{"guid":"uuid://5c5e2237-5400-490d-bb70-500b341827c5","site":"in-blr-ananta","name":"vav-67"}} | Airmech | [5 empty] | BACnet MS/TP | 120067 | 11606 | [21 empty] | HLI-12 | Proxied Device | Good | Airmech | 10 | N/A |  |  |  | neptronic_evcbseries | NEPTRONIC-EVCBSERIES
488 | Building Management System | VAV-68 | VAV-68 | Neptronic | EVCB SERIES | Standard | Serial | VAVCTR | 1 | 1C34 & 1C35 |  |  | Active | Yes | IN-BLR-ANANTA-VAV-68_1 | uuid://980f56da-ec5b-4612-b14e-d979f392d0e3 | {"asset":{"guid":"uuid://980f56da-ec5b-4612-b14e-d979f392d0e3","site":"in-blr-ananta","name":"vav-68"}} | Airmech | [5 empty] | BACnet MS/TP | 120068 | 11606 | [21 empty] | HLI-12 | Proxied Device | Good | Airmech | 10 | N/A |  |  |  | neptronic_evcbseries | NEPTRONIC-EVCBSERIES
489 | Building Management System | VAV-69 | VAV-69 | Neptronic | EVCB SERIES | Standard | Serial | VAVCTR | 1 | 1C32 |  |  | Active | Yes | IN-BLR-ANANTA-VAV-69_1 | uuid://6a9a6609-24cf-4775-ac1a-33aa9e8cf971 | {"asset":{"guid":"uuid://6a9a6609-24cf-4775-ac1a-33aa9e8cf971","site":"in-blr-ananta","name":"vav-69"}} | Airmech | [5 empty] | BACnet MS/TP | 120069 | 11606 | [21 empty] | HLI-12 | Proxied Device | Good | Airmech | 10 | N/A |  |  |  | neptronic_evcbseries | NEPTRONIC-EVCBSERIES
490 | Building Management System | VAV-70 | VAV-70 | Neptronic | EVCB SERIES | Standard | Serial | VAVCTR | 1 | 1C128 - W/S |  |  | Active | Yes | IN-BLR-ANANTA-VAV-70_1 | uuid://8e5c3159-1838-40a8-be49-6a9767ed1840 | {"asset":{"guid":"uuid://8e5c3159-1838-40a8-be49-6a9767ed1840","site":"in-blr-ananta","name":"vav-70"}} | Airmech | [5 empty] | BACnet MS/TP | 120070 | 11606 | [21 empty] | HLI-12 | Proxied Device | Good | Airmech | 10 | N/A |  |  |  | neptronic_evcbseries | NEPTRONIC-EVCBSERIES
491 | Building Management System | VAV-71 | VAV-71 | Neptronic | EVCB SERIES | Standard | Serial | VAVCTR | 1 | 1C096 |  |  | Active | Yes | IN-BLR-ANANTA-VAV-71_1 | uuid://4a2a6ece-91e5-44bd-8861-1415590c058e | {"asset":{"guid":"uuid://4a2a6ece-91e5-44bd-8861-1415590c058e","site":"in-blr-ananta","name":"vav-71"}} | Airmech | [5 empty] | BACnet MS/TP | 120071 | 11606 | [21 empty] | HLI-12 | Proxied Device | Good | Airmech | 10 | N/A |  |  |  | neptronic_evcbseries | NEPTRONIC-EVCBSERIES
492 | Building Management System | VAV-72 | VAV-72 | Neptronic | EVCB SERIES | Standard | Serial | VAVCTR | 1 | 1C38 1C39 |  |  | Active | Yes | IN-BLR-ANANTA-VAV-72_1 | uuid://799cc41f-338e-4151-83f2-beb94884c453 | {"asset":{"guid":"uuid://799cc41f-338e-4151-83f2-beb94884c453","site":"in-blr-ananta","name":"vav-72"}} | Airmech | [5 empty] | BACnet MS/TP | 120072 | 11606 | [21 empty] | HLI-12 | Proxied Device | Good | Airmech | 10 | N/A |  |  |  | neptronic_evcbseries | NEPTRONIC-EVCBSERIES
493 | Building Management System | VAV-73 | VAV-73 | Neptronic | EVCB SERIES | Standard | Serial | VAVCTR | 1 | 1C56 |  |  | Active | Yes | IN-BLR-ANANTA-VAV-73_1 | uuid://f4679ed5-c49b-4281-a45e-f3b19ae47921 | {"asset":{"guid":"uuid://f4679ed5-c49b-4281-a45e-f3b19ae47921","site":"in-blr-ananta","name":"vav-73"}} | Airmech | [5 empty] | BACnet MS/TP | 120073 | 11606 | [21 empty] | HLI-12 | Proxied Device | Good | Airmech | 10 | N/A |  |  |  | neptronic_evcbseries | NEPTRONIC-EVCBSERIES
494 | Building Management System | VAV-74 | VAV-74 | Neptronic | EVCB SERIES | Standard | Serial | VAVCTR | 1 | 1C101 |  |  | Active | Yes | IN-BLR-ANANTA-VAV-74_1 | uuid://fc7a0ca1-c8bf-4850-94be-12008078fea5 | {"asset":{"guid":"uuid://fc7a0ca1-c8bf-4850-94be-12008078fea5","site":"in-blr-ananta","name":"vav-74"}} | Airmech | [5 empty] | BACnet MS/TP | 120074 | 11606 | [21 empty] | HLI-12 | Proxied Device | Good | Airmech | 10 | N/A |  |  |  | neptronic_evcbseries | NEPTRONIC-EVCBSERIES
495 | Building Management System | VAV-75 | VAV-75 | Neptronic | EVCB SERIES | Standard | Serial | VAVCTR | 1 | 1C37 |  |  | Active | Yes | IN-BLR-ANANTA-VAV-75_1 | uuid://1df1ce51-c030-4ef3-a364-5148167fc101 | {"asset":{"guid":"uuid://1df1ce51-c030-4ef3-a364-5148167fc101","site":"in-blr-ananta","name":"vav-75"}} | Airmech | [5 empty] | BACnet MS/TP | 120075 | 11606 | [21 empty] | HLI-12 | Proxied Device | Good | Airmech | 10 | N/A |  |  |  | neptronic_evcbseries | NEPTRONIC-EVCBSERIES
496 | Building Management System | VAV-76 | VAV-76 | Neptronic | EVCB SERIES | Standard | Serial | VAVCTR | 1 | C183 |  |  | Active | Yes | IN-BLR-ANANTA-VAV-76_1 | uuid://9f907e66-544c-4f37-bc51-fff9785c7031 | {"asset":{"guid":"uuid://9f907e66-544c-4f37-bc51-fff9785c7031","site":"in-blr-ananta","name":"vav-76"}} | Airmech | [5 empty] | BACnet MS/TP | 120076 | 11606 | [21 empty] | HLI-12 | Proxied Device | Good | Airmech | 10 | N/A |  |  |  | neptronic_evcbseries | NEPTRONIC-EVCBSERIES
497 | Building Management System | VAV-77 | VAV-77 | Neptronic | EVCB SERIES | Standard | Serial | VAVCTR | 1 | 1C27 & 1C28 |  |  | Active | Yes | IN-BLR-ANANTA-VAV-77_1 | uuid://88ee97ad-4523-4cb5-ba7d-9d92c123750e | {"asset":{"guid":"uuid://88ee97ad-4523-4cb5-ba7d-9d92c123750e","site":"in-blr-ananta","name":"vav-77"}} | Airmech | [5 empty] | BACnet MS/TP | 120077 | 11606 | [21 empty] | HLI-12 | Proxied Device | Good | Airmech | 10 | N/A |  |  |  | neptronic_evcbseries | NEPTRONIC-EVCBSERIES
498 | Building Management System | VAV-78 | VAV-78 | Neptronic | EVCB SERIES | Standard | Serial | VAVCTR | 1 | 1C19 1C20 |  |  | Active | Yes | IN-BLR-ANANTA-VAV-78_1 | uuid://9ad65991-114e-4581-9cc6-be96c57c9230 | {"asset":{"guid":"uuid://9ad65991-114e-4581-9cc6-be96c57c9230","site":"in-blr-ananta","name":"vav-78"}} | Airmech | [5 empty] | BACnet MS/TP | 120078 | 11606 | [21 empty] | HLI-12 | Proxied Device | Good | Airmech | 10 | N/A |  |  |  | neptronic_evcbseries | NEPTRONIC-EVCBSERIES
499 | Building Management System | VAV-79 | VAV-79 | Neptronic | EVCB SERIES | Standard | Serial | VAVCTR | 1 | 1C16 & 1C17 |  |  | Active | Yes | IN-BLR-ANANTA-VAV-79_1 | uuid://1bb28c5b-f210-47b9-85cf-41564c3c6b70 | {"asset":{"guid":"uuid://1bb28c5b-f210-47b9-85cf-41564c3c6b70","site":"in-blr-ananta","name":"vav-79"}} | Airmech | [5 empty] | BACnet MS/TP | 120079 | 11606 | [21 empty] | HLI-12 | Proxied Device | Good | Airmech | 10 | N/A |  |  |  | neptronic_evcbseries | NEPTRONIC-EVCBSERIES
500 | Building Management System | VAV-80 | VAV-80 | Neptronic | EVCB SERIES | Standard | Serial | VAVCTR | 1 | 170 |  |  | Active | Yes | IN-BLR-ANANTA-VAV-80_1 | uuid://c3f229d0-864c-407b-b305-929505699399 | {"asset":{"guid":"uuid://c3f229d0-864c-407b-b305-929505699399","site":"in-blr-ananta","name":"vav-80"}} | Airmech | [5 empty] | BACnet MS/TP | 120080 | 11607 | [21 empty] | HLI-12 | Proxied Device | Good | Airmech | 10 | N/A |  |  |  | neptronic_evcbseries | NEPTRONIC-EVCBSERIES
501 | Building Management System | VAV-81 | VAV-81 | Neptronic | EVCB SERIES | Standard | Serial | VAVCTR | 1 | 1C25 1C26 |  |  | Active | Yes | IN-BLR-ANANTA-VAV-81_1 | uuid://7ee00099-bfd7-4fee-afcb-301f0f9e1c65 | {"asset":{"guid":"uuid://7ee00099-bfd7-4fee-afcb-301f0f9e1c65","site":"in-blr-ananta","name":"vav-81"}} | Airmech | [5 empty] | BACnet MS/TP | 120081 | 11607 | [21 empty] | HLI-12 | Proxied Device | Good | Airmech | 10 | N/A |  |  |  | neptronic_evcbseries | NEPTRONIC-EVCBSERIES
502 | Building Management System | VAV-82 | VAV-82 | Neptronic | EVCB SERIES | Standard | Serial | VAVCTR | 1 | IC107 - W/S |  |  | Active | Yes | IN-BLR-ANANTA-VAV-82_1 | uuid://e15be3ee-75e3-4601-9c60-d6493383b45c | {"asset":{"guid":"uuid://e15be3ee-75e3-4601-9c60-d6493383b45c","site":"in-blr-ananta","name":"vav-82"}} | Airmech | [5 empty] | BACnet MS/TP | 120082 | 11607 | [21 empty] | HLI-12 | Proxied Device | Good | Airmech | 10 | N/A |  |  |  | neptronic_evcbseries | NEPTRONIC-EVCBSERIES
503 | Building Management System | VAV-83 | VAV-83 | Neptronic | EVCB SERIES | Standard | Serial | VAVCTR | 1 | 1C15 |  |  | Active | Yes | IN-BLR-ANANTA-VAV-83_1 | uuid://c74b0412-50d4-40bc-b679-62d4f5a77b59 | {"asset":{"guid":"uuid://c74b0412-50d4-40bc-b679-62d4f5a77b59","site":"in-blr-ananta","name":"vav-83"}} | Airmech | [5 empty] | BACnet MS/TP | 120083 | 11607 | [21 empty] | HLI-12 | Proxied Device | Good | Airmech | 10 | N/A |  |  |  | neptronic_evcbseries | NEPTRONIC-EVCBSERIES
504 | Building Management System | VAV-84 | VAV-84 | Neptronic | EVCB SERIES | Standard | Serial | VAVCTR | 1 | 1C15 |  |  | Active | Yes | IN-BLR-ANANTA-VAV-84_1 | uuid://658ed822-0297-4624-8fa2-9787d3590928 | {"asset":{"guid":"uuid://658ed822-0297-4624-8fa2-9787d3590928","site":"in-blr-ananta","name":"vav-84"}} | Airmech | [5 empty] | BACnet MS/TP | 120084 | 11607 | [21 empty] | HLI-12 | Proxied Device | Good | Airmech | 10 | N/A |  |  |  | neptronic_evcbseries | NEPTRONIC-EVCBSERIES
505 | Building Management System | VAV-85 | VAV-85 | Neptronic | EVCB SERIES | Standard | Serial | VAVCTR | 1 | 1C12 |  |  | Active | Yes | IN-BLR-ANANTA-VAV-85_1 | uuid://f3e5c44e-1ac7-46c8-8522-4613c24f8c55 | {"asset":{"guid":"uuid://f3e5c44e-1ac7-46c8-8522-4613c24f8c55","site":"in-blr-ananta","name":"vav-85"}} | Airmech | [5 empty] | BACnet MS/TP | 120085 | 11607 | [21 empty] | HLI-12 | Proxied Device | Good | Airmech | 10 | N/A |  |  |  | neptronic_evcbseries | NEPTRONIC-EVCBSERIES
506 | Building Management System | VAV-86 | VAV-86 | Neptronic | EVCB SERIES | Standard | Serial | VAVCTR | 1 | IC18 |  |  | Active | Yes | IN-BLR-ANANTA-VAV-86_1 | uuid://4728fa26-2f67-410c-a7e6-638ffeb7a95b | {"asset":{"guid":"uuid://4728fa26-2f67-410c-a7e6-638ffeb7a95b","site":"in-blr-ananta","name":"vav-86"}} | Airmech | [5 empty] | BACnet MS/TP | 120086 | 11607 | [21 empty] | HLI-12 | Proxied Device | Good | Airmech | 10 | N/A |  |  |  | neptronic_evcbseries | NEPTRONIC-EVCBSERIES
507 | Building Management System | VAV-87 | VAV-87 | Neptronic | EVCB SERIES | Standard | Serial | VAVCTR | 1 | 1C13 |  |  | Active | Yes | IN-BLR-ANANTA-VAV-87_1 | uuid://463a4750-8682-4190-ba31-d033cb098a3b | {"asset":{"guid":"uuid://463a4750-8682-4190-ba31-d033cb098a3b","site":"in-blr-ananta","name":"vav-87"}} | Airmech | [5 empty] | BACnet MS/TP | 120087 | 11607 | [21 empty] | HLI-12 | Proxied Device | Good | Airmech | 10 | N/A |  |  |  | neptronic_evcbseries | NEPTRONIC-EVCBSERIES
508 | Building Management System | VAV-88 | VAV-88 | Neptronic | EVCB SERIES | Standard | Serial | VAVCTR | 1 | 1C21 & 1C22 |  |  | Active | Yes | IN-BLR-ANANTA-VAV-88_1 | uuid://da02b55f-f38a-4526-9655-e687eff93e4c | {"asset":{"guid":"uuid://da02b55f-f38a-4526-9655-e687eff93e4c","site":"in-blr-ananta","name":"vav-88"}} | Airmech | [5 empty] | BACnet MS/TP | 120088 | 11607 | [21 empty] | HLI-12 | Proxied Device | Good | Airmech | 10 | N/A |  |  |  | neptronic_evcbseries | NEPTRONIC-EVCBSERIES
509 | Building Management System | VAV-89 | VAV-89 | Neptronic | EVCB SERIES | Standard | Serial | VAVCTR | 1 | 1C14 |  |  | Active | Yes | IN-BLR-ANANTA-VAV-89_1 | uuid://cdf5f61b-2583-47fa-959e-e8eb5df37774 | {"asset":{"guid":"uuid://cdf5f61b-2583-47fa-959e-e8eb5df37774","site":"in-blr-ananta","name":"vav-89"}} | Airmech | [5 empty] | BACnet MS/TP | 120089 | 11607 | [21 empty] | HLI-12 | Proxied Device | Good | Airmech | 10 | N/A |  |  |  | neptronic_evcbseries | NEPTRONIC-EVCBSERIES
510 | Building Management System | VAV-90 | VAV-90 | Neptronic | EVCB SERIES | Standard | Serial | VAVCTR | 1 | 1C23 & 1C24 |  |  | Active | Yes | IN-BLR-ANANTA-VAV-90_1 | uuid://d61eb7ed-2ea0-4ef4-a72b-892f56ac3ec1 | {"asset":{"guid":"uuid://d61eb7ed-2ea0-4ef4-a72b-892f56ac3ec1","site":"in-blr-ananta","name":"vav-90"}} | Airmech | [5 empty] | BACnet MS/TP | 120090 | 11607 | [21 empty] | HLI-12 | Proxied Device | Good | Airmech | 10 | N/A |  |  |  | neptronic_evcbseries | NEPTRONIC-EVCBSERIES
511 | Building Management System | VAV-91 | VAV-91 | Neptronic | EVCB SERIES | Standard | Serial | VAVCTR | 1 | 1C105 - W/S |  |  | Active | Yes | IN-BLR-ANANTA-VAV-91_1 | uuid://9f0d5959-85ac-42f8-bf23-1350c591480e | {"asset":{"guid":"uuid://9f0d5959-85ac-42f8-bf23-1350c591480e","site":"in-blr-ananta","name":"vav-91"}} | Airmech | [5 empty] | BACnet MS/TP | 120091 | 11607 | [21 empty] | HLI-12 | Proxied Device | Good | Airmech | 10 | N/A |  |  |  | neptronic_evcbseries | NEPTRONIC-EVCBSERIES
512 | Building Management System | VAV-92 | VAV-92 | Neptronic | EVCB SERIES | Standard | Serial | VAVCTR | 1 | 1C47 |  |  | Active | Yes | IN-BLR-ANANTA-VAV-92_1 | uuid://890c4e4c-c2be-4de1-acba-01ea156e5d40 | {"asset":{"guid":"uuid://890c4e4c-c2be-4de1-acba-01ea156e5d40","site":"in-blr-ananta","name":"vav-92"}} | Airmech | [5 empty] | BACnet MS/TP | 120092 | 11607 | [21 empty] | HLI-12 | Proxied Device | Good | Airmech | 10 | N/A |  |  |  | neptronic_evcbseries | NEPTRONIC-EVCBSERIES
513 | Building Management System | VAV-93 | VAV-93 | Neptronic | EVCB SERIES | Standard | Serial | VAVCTR | 1 | 1C10 & 1C11 |  |  | Active | Yes | IN-BLR-ANANTA-VAV-93_1 | uuid://51a15e56-7e4c-4bd6-98a2-d0c6e3e91176 | {"asset":{"guid":"uuid://51a15e56-7e4c-4bd6-98a2-d0c6e3e91176","site":"in-blr-ananta","name":"vav-93"}} | Airmech | [5 empty] | BACnet MS/TP | 120093 | 11608 | [21 empty] | HLI-13 | Proxied Device | Good | Airmech | 10 | N/A |  |  |  | neptronic_evcbseries | NEPTRONIC-EVCBSERIES
514 | Building Management System | VAV-94 | VAV-94 | Neptronic | EVCB SERIES | Standard | Serial | VAVCTR | 1 | 1C9 |  |  | Active | Yes | IN-BLR-ANANTA-VAV-94_1 | uuid://1f8521a1-f0fc-48de-8e19-c342c05f8745 | {"asset":{"guid":"uuid://1f8521a1-f0fc-48de-8e19-c342c05f8745","site":"in-blr-ananta","name":"vav-94"}} | Airmech | [5 empty] | BACnet MS/TP | 120094 | 11608 | [21 empty] | HLI-13 | Proxied Device | Good | Airmech | 10 | N/A |  |  |  | neptronic_evcbseries | NEPTRONIC-EVCBSERIES
515 | Building Management System | VAV-95 | VAV-95 | Neptronic | EVCB SERIES | Standard | Serial | VAVCTR | 1 | 1C8 |  |  | Active | Yes | IN-BLR-ANANTA-VAV-95_1 | uuid://36e8cb8e-b99a-41c2-9d83-8a416018139a | {"asset":{"guid":"uuid://36e8cb8e-b99a-41c2-9d83-8a416018139a","site":"in-blr-ananta","name":"vav-95"}} | Airmech | [5 empty] | BACnet MS/TP | 120095 | 11608 | [21 empty] | HLI-13 | Proxied Device | Good | Airmech | 10 | N/A |  |  |  | neptronic_evcbseries | NEPTRONIC-EVCBSERIES
516 | Building Management System | VAV-96 | VAV-96 | Neptronic | EVCB SERIES | Standard | Serial | VAVCTR | 1 | 1C3 |  |  | Active | Yes | IN-BLR-ANANTA-VAV-96_1 | uuid://c15f4e1e-cb25-48b2-a8bd-4b5d716a323e | {"asset":{"guid":"uuid://c15f4e1e-cb25-48b2-a8bd-4b5d716a323e","site":"in-blr-ananta","name":"vav-96"}} | Airmech | [5 empty] | BACnet MS/TP | 120096 | 11608 | [21 empty] | HLI-13 | Proxied Device | Good | Airmech | 10 | N/A |  |  |  | neptronic_evcbseries | NEPTRONIC-EVCBSERIES
517 | Building Management System | VAV-97 | VAV-97 | Neptronic | EVCB SERIES | Standard | Serial | VAVCTR | 1 | 1B17 |  |  | Active | Yes | IN-BLR-ANANTA-VAV-97_1 | uuid://79c15786-e079-40fd-87e5-4f3073b28de8 | {"asset":{"guid":"uuid://79c15786-e079-40fd-87e5-4f3073b28de8","site":"in-blr-ananta","name":"vav-97"}} | Airmech | [5 empty] | BACnet MS/TP | 120097 | 11608 | [21 empty] | HLI-13 | Proxied Device | Good | Airmech | 10 | N/A |  |  |  | neptronic_evcbseries | NEPTRONIC-EVCBSERIES
518 | Building Management System | VAV-98 | VAV-98 | Neptronic | EVCB SERIES | Standard | Serial | VAVCTR | 1 | C179 |  |  | Active | Yes | IN-BLR-ANANTA-VAV-98_1 | uuid://e9c6dba2-1a91-460e-ac7f-a8b69b68e217 | {"asset":{"guid":"uuid://e9c6dba2-1a91-460e-ac7f-a8b69b68e217","site":"in-blr-ananta","name":"vav-98"}} | Airmech | [5 empty] | BACnet MS/TP | 120098 | 11608 | [21 empty] | HLI-13 | Proxied Device | Good | Airmech | 10 | N/A |  |  |  | neptronic_evcbseries | NEPTRONIC-EVCBSERIES
519 | Building Management System | VAV-99 | VAV-99 | Neptronic | EVCB SERIES | Standard | Serial | VAVCTR | 1 | 1B20 |  |  | Active | Yes | IN-BLR-ANANTA-VAV-99_1 | uuid://0f881498-80d9-46f1-b522-66e91508def8 | {"asset":{"guid":"uuid://0f881498-80d9-46f1-b522-66e91508def8","site":"in-blr-ananta","name":"vav-99"}} | Airmech | [5 empty] | BACnet MS/TP | 120099 | 11608 | [21 empty] | HLI-13 | Proxied Device | Good | Airmech | 10 | N/A |  |  |  | neptronic_evcbseries | NEPTRONIC-EVCBSERIES
520 | Building Management System | VAV-100 | VAV-100 | Neptronic | EVCB SERIES | Standard | Serial | VAVCTR | 1 | 1B2 1B3 & 1B4 |  |  | Active | Yes | IN-BLR-ANANTA-VAV-100_1 | uuid://0fac7a20-2730-4538-9db2-926163388aff | {"asset":{"guid":"uuid://0fac7a20-2730-4538-9db2-926163388aff","site":"in-blr-ananta","name":"vav-100"}} | Airmech | [5 empty] | BACnet MS/TP | 120100 | 11608 | [21 empty] | HLI-13 | Proxied Device | Good | Airmech | 10 | N/A |  |  |  | neptronic_evcbseries | NEPTRONIC-EVCBSERIES
521 | Building Management System | VAV-101 | VAV-101 | Neptronic | EVCB SERIES | Standard | Serial | VAVCTR | 1 | 1B6 |  |  | Active | Yes | IN-BLR-ANANTA-VAV-101_1 | uuid://54a38aae-b51b-4153-9246-9c3598e3c8b4 | {"asset":{"guid":"uuid://54a38aae-b51b-4153-9246-9c3598e3c8b4","site":"in-blr-ananta","name":"vav-101"}} | Airmech | [5 empty] | BACnet MS/TP | 120101 | 11608 | [21 empty] | HLI-13 | Proxied Device | Good | Airmech | 10 | N/A |  |  |  | neptronic_evcbseries | NEPTRONIC-EVCBSERIES
522 | Building Management System | VAV-102 | VAV-102 | Neptronic | EVCB SERIES | Standard | Serial | VAVCTR | 1 | 1B10 |  |  | Active | Yes | IN-BLR-ANANTA-VAV-102_1 | uuid://79a5e6f8-e65c-4ee9-aa10-af52ce3ca25b | {"asset":{"guid":"uuid://79a5e6f8-e65c-4ee9-aa10-af52ce3ca25b","site":"in-blr-ananta","name":"vav-102"}} | Airmech | [5 empty] | BACnet MS/TP | 120102 | 11608 | [21 empty] | HLI-13 | Proxied Device | Good | Airmech | 10 | N/A |  |  |  | neptronic_evcbseries | NEPTRONIC-EVCBSERIES
523 | Building Management System | VAV-103 | VAV-103 | Neptronic | EVCB SERIES | Standard | Serial | VAVCTR | 1 | 1B11 |  |  | Active | Yes | IN-BLR-ANANTA-VAV-103_1 | uuid://c7c93dd6-31cb-45d2-9a6e-6a6dc21714fb | {"asset":{"guid":"uuid://c7c93dd6-31cb-45d2-9a6e-6a6dc21714fb","site":"in-blr-ananta","name":"vav-103"}} | Airmech | [5 empty] | BACnet MS/TP | 120103 | 11608 | [21 empty] | HLI-13 | Proxied Device | Good | Airmech | 10 | N/A |  |  |  | neptronic_evcbseries | NEPTRONIC-EVCBSERIES
524 | Building Management System | VAV-104 | VAV-104 | Neptronic | EVCB SERIES | Standard | Serial | VAVCTR | 1 | 1B093 |  |  | Active | Yes | IN-BLR-ANANTA-VAV-104_1 | uuid://a3f8a2e0-4ed5-4f1e-99cf-42ecbca47688 | {"asset":{"guid":"uuid://a3f8a2e0-4ed5-4f1e-99cf-42ecbca47688","site":"in-blr-ananta","name":"vav-104"}} | Airmech | [5 empty] | BACnet MS/TP | 120104 | 11608 | [21 empty] | HLI-13 | Proxied Device | Good | Airmech | 10 | N/A |  |  |  | neptronic_evcbseries | NEPTRONIC-EVCBSERIES
525 | Building Management System | VAV-105 | VAV-105 | Neptronic | EVCB SERIES | Standard | Serial | VAVCTR | 1 | 1B12 |  |  | Active | Yes | IN-BLR-ANANTA-VAV-105_1 | uuid://554de1d1-7af7-4490-9268-c8e8d385123f | {"asset":{"guid":"uuid://554de1d1-7af7-4490-9268-c8e8d385123f","site":"in-blr-ananta","name":"vav-105"}} | Airmech | [5 empty] | BACnet MS/TP | 120105 | 11608 | [21 empty] | HLI-13 | Proxied Device | Good | Airmech | 10 | N/A |  |  |  | neptronic_evcbseries | NEPTRONIC-EVCBSERIES
526 | Building Management System | VAV-106 | VAV-106 | Neptronic | EVCB SERIES | Standard | Serial | VAVCTR | 1 | 1B13 |  |  | Active | Yes | IN-BLR-ANANTA-VAV-106_1 | uuid://fca4988e-769c-4d9e-8b3f-51fdd6a55215 | {"asset":{"guid":"uuid://fca4988e-769c-4d9e-8b3f-51fdd6a55215","site":"in-blr-ananta","name":"vav-106"}} | Airmech | [5 empty] | BACnet MS/TP | 120106 | 11608 | [21 empty] | HLI-13 | Proxied Device | Good | Airmech | 10 | N/A |  |  |  | neptronic_evcbseries | NEPTRONIC-EVCBSERIES
527 | Building Management System | VAV-107 | VAV-107 | Neptronic | EVCB SERIES | Standard | Serial | VAVCTR | 1 | 1C6 & 1C7 |  |  | Active | Yes | IN-BLR-ANANTA-VAV-107_1 | uuid://5e8ddf5d-75fd-4ae7-9535-3975e5144104 | {"asset":{"guid":"uuid://5e8ddf5d-75fd-4ae7-9535-3975e5144104","site":"in-blr-ananta","name":"vav-107"}} | Airmech | [5 empty] | BACnet MS/TP | 120107 | 11609 | [21 empty] | DDC-13 | Proxied Device | Good | Airmech | 10 | N/A |  |  |  | neptronic_evcbseries | NEPTRONIC-EVCBSERIES
528 | Building Management System | VAV-108 | VAV-108 | Neptronic | EVCB SERIES | Standard | Serial | VAVCTR | 1 | 1C028 |  |  | Active | Yes | IN-BLR-ANANTA-VAV-108_1 | uuid://d8d4fb31-51b4-41d1-b446-e21e4d5373ce | {"asset":{"guid":"uuid://d8d4fb31-51b4-41d1-b446-e21e4d5373ce","site":"in-blr-ananta","name":"vav-108"}} | Airmech | [5 empty] | BACnet MS/TP | 120108 | 11609 | [21 empty] | DDC-13 | Proxied Device | Good | Airmech | 10 | N/A |  |  |  | neptronic_evcbseries | NEPTRONIC-EVCBSERIES
529 | Building Management System | VAV-109 | VAV-109 | Neptronic | EVCB SERIES | Standard | Serial | VAVCTR | 1 | 1C42 |  |  | Active | Yes | IN-BLR-ANANTA-VAV-109_1 | uuid://b879f911-e60c-4a5b-b7a6-05a7273c9c04 | {"asset":{"guid":"uuid://b879f911-e60c-4a5b-b7a6-05a7273c9c04","site":"in-blr-ananta","name":"vav-109"}} | Airmech | [5 empty] | BACnet MS/TP | 120109 | 11609 | [21 empty] | DDC-13 | Proxied Device | Good | Airmech | 10 | N/A |  |  |  | neptronic_evcbseries | NEPTRONIC-EVCBSERIES
530 | Building Management System | VAV-110 | VAV-110 | Neptronic | EVCB SERIES | Standard | Serial | VAVCTR | 1 | IC025 |  |  | Active | Yes | IN-BLR-ANANTA-VAV-110_1 | uuid://54550d70-0172-4bb7-ac1b-d7ad94e184ed | {"asset":{"guid":"uuid://54550d70-0172-4bb7-ac1b-d7ad94e184ed","site":"in-blr-ananta","name":"vav-110"}} | Airmech | [5 empty] | BACnet MS/TP | 120110 | 11609 | [21 empty] | DDC-13 | Proxied Device | Good | Airmech | 10 | N/A |  |  |  | neptronic_evcbseries | NEPTRONIC-EVCBSERIES
531 | Building Management System | VAV-111 | VAV-111 | Neptronic | EVCB SERIES | Standard | Serial | VAVCTR | 1 | 1D52 |  |  | Active | Yes | IN-BLR-ANANTA-VAV-111_1 | uuid://eb9545c6-8abf-42ca-9ef7-8a21b63829a7 | {"asset":{"guid":"uuid://eb9545c6-8abf-42ca-9ef7-8a21b63829a7","site":"in-blr-ananta","name":"vav-111"}} | Airmech | [5 empty] | BACnet MS/TP | 120111 | 11609 | [21 empty] | DDC-13 | Proxied Device | Good | Airmech | 10 | N/A |  |  |  | neptronic_evcbseries | NEPTRONIC-EVCBSERIES
532 | Building Management System | VAV-112 | VAV-112 | Neptronic | EVCB SERIES | Standard | Serial | VAVCTR | 1 | 1D52 |  |  | Active | Yes | IN-BLR-ANANTA-VAV-112_1 | uuid://9164bd77-bf29-43fd-ad6a-ec9035245820 | {"asset":{"guid":"uuid://9164bd77-bf29-43fd-ad6a-ec9035245820","site":"in-blr-ananta","name":"vav-112"}} | Airmech | [5 empty] | BACnet MS/TP | 120112 | 11609 | [21 empty] | DDC-13 | Proxied Device | Good | Airmech | 10 | N/A |  |  |  | neptronic_evcbseries | NEPTRONIC-EVCBSERIES
533 | Building Management System | VAV-113 | VAV-113 | Neptronic | EVCB SERIES | Standard | Serial | VAVCTR | 1 | IC001 |  |  | Active | Yes | IN-BLR-ANANTA-VAV-113_1 | uuid://df4ccd0d-3717-429a-99d3-70cfeba7e4fc | {"asset":{"guid":"uuid://df4ccd0d-3717-429a-99d3-70cfeba7e4fc","site":"in-blr-ananta","name":"vav-113"}} | Airmech | [5 empty] | BACnet MS/TP | 120113 | 11609 | [21 empty] | DDC-13 | Proxied Device | Good | Airmech | 10 | N/A |  |  |  | neptronic_evcbseries | NEPTRONIC-EVCBSERIES
534 | Building Management System | VAV-114 | VAV-114 | Neptronic | EVCB SERIES | Standard | Serial | VAVCTR | 1 | 1C021 |  |  | Active | Yes | IN-BLR-ANANTA-VAV-114_1 | uuid://cdbd5464-fdbc-41e0-b380-848c80bef426 | {"asset":{"guid":"uuid://cdbd5464-fdbc-41e0-b380-848c80bef426","site":"in-blr-ananta","name":"vav-114"}} | Airmech | [5 empty] | BACnet MS/TP | 120114 | 11609 | [21 empty] | DDC-13 | Proxied Device | Good | Airmech | 10 | N/A |  |  |  | neptronic_evcbseries | NEPTRONIC-EVCBSERIES
535 | Building Management System | VAV-115 | VAV-115 | Neptronic | EVCB SERIES | Standard | Serial | VAVCTR | 1 | 1C40 |  |  | Active | Yes | IN-BLR-ANANTA-VAV-115_1 | uuid://ec570e83-c181-4ff7-8e4c-75dcd5b1c599 | {"asset":{"guid":"uuid://ec570e83-c181-4ff7-8e4c-75dcd5b1c599","site":"in-blr-ananta","name":"vav-115"}} | Airmech | [5 empty] | BACnet MS/TP | 120115 | 11609 | [21 empty] | DDC-13 | Proxied Device | Good | Airmech | 10 | N/A |  |  |  | neptronic_evcbseries | NEPTRONIC-EVCBSERIES
536 | Building Management System | VAV-116 | VAV-116 | Neptronic | EVCB SERIES | Standard | Serial | VAVCTR | 1 | 1C4 & 1C5 |  |  | Active | Yes | IN-BLR-ANANTA-VAV-116_1 | uuid://a7fea2ef-b582-4b19-9378-90366f9e15d4 | {"asset":{"guid":"uuid://a7fea2ef-b582-4b19-9378-90366f9e15d4","site":"in-blr-ananta","name":"vav-116"}} | Airmech | [5 empty] | BACnet MS/TP | 120116 | 11609 | [21 empty] | DDC-13 | Proxied Device | Good | Airmech | 10 | N/A |  |  |  | neptronic_evcbseries | NEPTRONIC-EVCBSERIES
537 | Building Management System | VAV-117 | VAV-117 | Neptronic | EVCB SERIES | Standard | Serial | VAVCTR | 1 | Cancelled |  |  | Active | Yes | IN-BLR-ANANTA-VAV-117_1 | uuid://f00f9aec-bce8-4930-8f15-2e5d377735c4 | {"asset":{"guid":"uuid://f00f9aec-bce8-4930-8f15-2e5d377735c4","site":"in-blr-ananta","name":"vav-117"}} | Airmech | [5 empty] | BACnet MS/TP | 120117 | 11609 | [21 empty] | DDC-13 | Proxied Device | Good | Airmech | 10 | N/A |  |  |  | neptronic_evcbseries | NEPTRONIC-EVCBSERIES
538 | Building Management System | VAV-118 | VAV-118 | Neptronic | EVCB SERIES | Standard | Serial | VAVCTR | 1 | Cancelled |  |  | Active | Yes | IN-BLR-ANANTA-VAV-118_1 | uuid://4f611879-268a-450d-8b1a-bf563e8aab9d | {"asset":{"guid":"uuid://4f611879-268a-450d-8b1a-bf563e8aab9d","site":"in-blr-ananta","name":"vav-118"}} | Airmech | [5 empty] | BACnet MS/TP | 120118 | 11609 | [21 empty] | DDC-13 | Proxied Device | Good | Airmech | 10 | N/A |  |  |  | neptronic_evcbseries | NEPTRONIC-EVCBSERIES
539 | Building Management System | VAV-119 | VAV-119 | Neptronic | EVCB SERIES | Standard | Serial | VAVCTR | 1 | Cancelled |  |  | Active | Yes | IN-BLR-ANANTA-VAV-119_1 | uuid://acc4ecb6-3eaa-4402-9a2b-305805d921e1 | {"asset":{"guid":"uuid://acc4ecb6-3eaa-4402-9a2b-305805d921e1","site":"in-blr-ananta","name":"vav-119"}} | Airmech | [5 empty] | BACnet MS/TP | 120119 | 11609 | [21 empty] | DDC-13 | Proxied Device | Good | Airmech | 10 | N/A |  |  |  | neptronic_evcbseries | NEPTRONIC-EVCBSERIES
540 | Building Management System | VAV-120 | VAV-120 | Neptronic | EVCB SERIES | Standard | Serial | VAVCTR | 1 | 1B26 |  |  | Active | Yes | IN-BLR-ANANTA-VAV-120_1 | uuid://d2eb4f82-f28e-4791-b029-12c0588e399a | {"asset":{"guid":"uuid://d2eb4f82-f28e-4791-b029-12c0588e399a","site":"in-blr-ananta","name":"vav-120"}} | Airmech | [5 empty] | BACnet MS/TP | 120120 | 11525 | [21 empty] | HLI-17 | Proxied Device | Good | Airmech | 10 | N/A |  |  |  | neptronic_evcbseries | NEPTRONIC-EVCBSERIES
541 | Building Management System | VAV-121 | VAV-121 | Neptronic | EVCB SERIES | Standard | Serial | VAVCTR | 1 | IB007 |  |  | Active | Yes | IN-BLR-ANANTA-VAV-121_1 | uuid://431e6be7-a0c1-4b03-b90e-26a10958c8fc | {"asset":{"guid":"uuid://431e6be7-a0c1-4b03-b90e-26a10958c8fc","site":"in-blr-ananta","name":"vav-121"}} | Airmech | [5 empty] | BACnet MS/TP | 120121 | 11525 | [21 empty] | HLI-17 | Proxied Device | Good | Airmech | 10 | N/A |  |  |  | neptronic_evcbseries | NEPTRONIC-EVCBSERIES
542 | Building Management System | VAV-122 | VAV-122 | Neptronic | EVCB SERIES | Standard | Serial | VAVCTR | 1 | 1B036 |  |  | Active | Yes | IN-BLR-ANANTA-VAV-122_1 | uuid://cc584d60-626a-450b-8b01-fe2b8d395aa8 | {"asset":{"guid":"uuid://cc584d60-626a-450b-8b01-fe2b8d395aa8","site":"in-blr-ananta","name":"vav-122"}} | Airmech | [5 empty] | BACnet MS/TP | 120122 | 11525 | [21 empty] | HLI-17 | Proxied Device | Good | Airmech | 10 | N/A |  |  |  | neptronic_evcbseries | NEPTRONIC-EVCBSERIES
543 | Building Management System | VAV-123 | VAV-123 | Neptronic | EVCB SERIES | Standard | Serial | VAVCTR | 1 | 1B26 & 1B9 |  |  | Active | Yes | IN-BLR-ANANTA-VAV-123_1 | uuid://a46e6566-ba7b-4588-b040-c235eed835c0 | {"asset":{"guid":"uuid://a46e6566-ba7b-4588-b040-c235eed835c0","site":"in-blr-ananta","name":"vav-123"}} | Airmech | [5 empty] | BACnet MS/TP | 120123 | 11525 | [21 empty] | HLI-17 | Proxied Device | Good | Airmech | 10 | N/A |  |  |  | neptronic_evcbseries | NEPTRONIC-EVCBSERIES
544 | Building Management System | VAV-124 | VAV-124 | Neptronic | EVCB SERIES | Standard | Serial | VAVCTR | 1 | IB024 |  |  | Active | Yes | IN-BLR-ANANTA-VAV-124_1 | uuid://a4d134c1-c1e4-4328-8466-774fd6426744 | {"asset":{"guid":"uuid://a4d134c1-c1e4-4328-8466-774fd6426744","site":"in-blr-ananta","name":"vav-124"}} | Airmech | [5 empty] | BACnet MS/TP | 120124 | 11525 | [21 empty] | HLI-17 | Proxied Device | Good | Airmech | 10 | N/A |  |  |  | neptronic_evcbseries | NEPTRONIC-EVCBSERIES
545 | Building Management System | VAV-125 | VAV-125 | Neptronic | EVCB SERIES | Standard | Serial | VAVCTR | 1 | 1B32 |  |  | Active | Yes | IN-BLR-ANANTA-VAV-125_1 | uuid://3a0160aa-7b80-4dae-8246-aed9b87eb395 | {"asset":{"guid":"uuid://3a0160aa-7b80-4dae-8246-aed9b87eb395","site":"in-blr-ananta","name":"vav-125"}} | Airmech | [5 empty] | BACnet MS/TP | 120125 | 11525 | [21 empty] | HLI-17 | Proxied Device | Good | Airmech | 10 | N/A |  |  |  | neptronic_evcbseries | NEPTRONIC-EVCBSERIES
546 | Building Management System | VAV-126 | VAV-126 | Neptronic | EVCB SERIES | Standard | Serial | VAVCTR | 1 | 1B045 |  |  | Active | Yes | IN-BLR-ANANTA-VAV-126_1 | uuid://c9c34094-1481-4998-9e2b-708872dd006e | {"asset":{"guid":"uuid://c9c34094-1481-4998-9e2b-708872dd006e","site":"in-blr-ananta","name":"vav-126"}} | Airmech | [5 empty] | BACnet MS/TP | 120126 | 11525 | [21 empty] | HLI-17 | Proxied Device | Good | Airmech | 10 | N/A |  |  |  | neptronic_evcbseries | NEPTRONIC-EVCBSERIES
547 | Building Management System | VAV-127 | VAV-127 | Neptronic | EVCB SERIES | Standard | Serial | VAVCTR | 1 | 1B049 |  |  | Active | Yes | IN-BLR-ANANTA-VAV-127_1 | uuid://01856a8d-2f93-46a5-bf59-e9d0365b4553 | {"asset":{"guid":"uuid://01856a8d-2f93-46a5-bf59-e9d0365b4553","site":"in-blr-ananta","name":"vav-127"}} | Airmech | [5 empty] | BACnet MS/TP | 120127 | 11525 | [21 empty] | HLI-17 | Proxied Device | Good | Airmech | 10 | N/A |  |  |  | neptronic_evcbseries | NEPTRONIC-EVCBSERIES
548 | Building Management System | VAV-128 | VAV-128 | Neptronic | EVCB SERIES | Standard | Serial | VAVCTR | 1 | 1B35 & |  |  | Active | Yes | IN-BLR-ANANTA-VAV-128_1 | uuid://608e187e-3706-499c-9686-9bd208e833f7 | {"asset":{"guid":"uuid://608e187e-3706-499c-9686-9bd208e833f7","site":"in-blr-ananta","name":"vav-128"}} | Airmech | [5 empty] | BACnet MS/TP | 120128 | 11525 | [21 empty] | HLI-17 | Proxied Device | Good | Airmech | 10 | N/A |  |  |  | neptronic_evcbseries | NEPTRONIC-EVCBSERIES
549 | Building Management System | VAV-129 | VAV-129 | Neptronic | EVCB SERIES | Standard | Serial | VAVCTR | 1 | Open Collaboration |  |  | Active | Yes | IN-BLR-ANANTA-VAV-129_1 | uuid://06a92d30-c939-438c-b6ea-f26cbd06e5e2 | {"asset":{"guid":"uuid://06a92d30-c939-438c-b6ea-f26cbd06e5e2","site":"in-blr-ananta","name":"vav-129"}} | Airmech | [5 empty] | BACnet MS/TP | 120129 | 11525 | [21 empty] | HLI-17 | Proxied Device | Good | Airmech | 10 | N/A |  |  |  | neptronic_evcbseries | NEPTRONIC-EVCBSERIES
550 | Building Management System | VAV-130 | VAV-130 | Neptronic | EVCB SERIES | Standard | Serial | VAVCTR | 1 | Interior Encroachment |  |  | Active | Yes | IN-BLR-ANANTA-VAV-130_1 | uuid://cbfa92fa-8074-4be6-9fe4-f6c36ef2ee4f | {"asset":{"guid":"uuid://cbfa92fa-8074-4be6-9fe4-f6c36ef2ee4f","site":"in-blr-ananta","name":"vav-130"}} | Airmech | [5 empty] | BACnet MS/TP | 120130 | 11525 | [21 empty] | HLI-17 | Proxied Device | Good | Airmech | 10 | N/A |  |  |  | neptronic_evcbseries | NEPTRONIC-EVCBSERIES
551 | Building Management System | VAV-131 | VAV-131 | Neptronic | EVCB SERIES | Standard | Serial | VAVCTR | 1 | 182 |  |  | Active | Yes | IN-BLR-ANANTA-VAV-131_1 | uuid://e5e25f6b-ad25-4d37-a8b0-7e5663affaf9 | {"asset":{"guid":"uuid://e5e25f6b-ad25-4d37-a8b0-7e5663affaf9","site":"in-blr-ananta","name":"vav-131"}} | Airmech | [5 empty] | BACnet MS/TP | 120131 | 11611 | [21 empty] | HLI-15 | Proxied Device | Good | Airmech | 10 | N/A |  |  |  | neptronic_evcbseries | NEPTRONIC-EVCBSERIES
552 | Building Management System | VAV-132 | VAV-132 | Neptronic | EVCB SERIES | Standard | Serial | VAVCTR | 1 | 1D109 |  |  | Active | Yes | IN-BLR-ANANTA-VAV-132_1 | uuid://54e7aaeb-9213-4def-880d-58b035e2100e | {"asset":{"guid":"uuid://54e7aaeb-9213-4def-880d-58b035e2100e","site":"in-blr-ananta","name":"vav-132"}} | Airmech | [5 empty] | BACnet MS/TP | 120132 | 11611 | [21 empty] | HLI-15 | Proxied Device | Good | Airmech | 10 | N/A |  |  |  | neptronic_evcbseries | NEPTRONIC-EVCBSERIES
553 | Building Management System | VAV-133 | VAV-133 | Neptronic | EVCB SERIES | Standard | Serial | VAVCTR | 1 | 1D40 & 1D41 |  |  | Active | Yes | IN-BLR-ANANTA-VAV-133_1 | uuid://9927d086-22e6-43d0-b9f7-72e18f28f3f2 | {"asset":{"guid":"uuid://9927d086-22e6-43d0-b9f7-72e18f28f3f2","site":"in-blr-ananta","name":"vav-133"}} | Airmech | [5 empty] | BACnet MS/TP | 120133 | 11611 | [21 empty] | HLI-15 | Proxied Device | Good | Airmech | 10 | N/A |  |  |  | neptronic_evcbseries | NEPTRONIC-EVCBSERIES
554 | Building Management System | VAV-134 | VAV-134 | Neptronic | EVCB SERIES | Standard | Serial | VAVCTR | 1 | 1D36 & 1D37 |  |  | Active | Yes | IN-BLR-ANANTA-VAV-134_1 | uuid://034e31f7-386f-42e2-aa07-c22b8b5a0061 | {"asset":{"guid":"uuid://034e31f7-386f-42e2-aa07-c22b8b5a0061","site":"in-blr-ananta","name":"vav-134"}} | Airmech | [5 empty] | BACnet MS/TP | 120134 | 11611 | [21 empty] | HLI-15 | Proxied Device | Good | Airmech | 10 | N/A |  |  |  | neptronic_evcbseries | NEPTRONIC-EVCBSERIES
555 | Building Management System | VAV-135 | VAV-135 | Neptronic | EVCB SERIES | Standard | Serial | VAVCTR | 1 | 1D32 |  |  | Active | Yes | IN-BLR-ANANTA-VAV-135_1 | uuid://ed442d6e-7a66-4824-8d2a-feaba4ce0b08 | {"asset":{"guid":"uuid://ed442d6e-7a66-4824-8d2a-feaba4ce0b08","site":"in-blr-ananta","name":"vav-135"}} | Airmech | [5 empty] | BACnet MS/TP | 120135 | 11611 | [21 empty] | HLI-15 | Proxied Device | Good | Airmech | 10 | N/A |  |  |  | neptronic_evcbseries | NEPTRONIC-EVCBSERIES
556 | Building Management System | VAV-136 | VAV-136 | Neptronic | EVCB SERIES | Standard | Serial | VAVCTR | 1 | 1D35 |  |  | Active | Yes | IN-BLR-ANANTA-VAV-136_1 | uuid://e056edc8-9824-458b-a635-7238e2cdca6f | {"asset":{"guid":"uuid://e056edc8-9824-458b-a635-7238e2cdca6f","site":"in-blr-ananta","name":"vav-136"}} | Airmech | [5 empty] | BACnet MS/TP | 120136 | 11611 | [21 empty] | HLI-15 | Proxied Device | Good | Airmech | 10 | N/A |  |  |  | neptronic_evcbseries | NEPTRONIC-EVCBSERIES
557 | Building Management System | VAV-137 | VAV-137 | Neptronic | EVCB SERIES | Standard | Serial | VAVCTR | 1 | 1D84 |  |  | Active | Yes | IN-BLR-ANANTA-VAV-137_1 | uuid://0270931e-b1c9-4aa5-a0c5-67f323d9d92c | {"asset":{"guid":"uuid://0270931e-b1c9-4aa5-a0c5-67f323d9d92c","site":"in-blr-ananta","name":"vav-137"}} | Airmech | [5 empty] | BACnet MS/TP | 120137 | 11611 | [21 empty] | HLI-15 | Proxied Device | Good | Airmech | 10 | N/A |  |  |  | neptronic_evcbseries | NEPTRONIC-EVCBSERIES
558 | Building Management System | VAV-138 | VAV-138 | Neptronic | EVCB SERIES | Standard | Serial | VAVCTR | 1 | 1D31 |  |  | Active | Yes | IN-BLR-ANANTA-VAV-138_1 | uuid://1a39beb0-77dc-41f5-84a5-3d0d6cd8ff9c | {"asset":{"guid":"uuid://1a39beb0-77dc-41f5-84a5-3d0d6cd8ff9c","site":"in-blr-ananta","name":"vav-138"}} | Airmech | [5 empty] | BACnet MS/TP | 120138 | 11611 | [21 empty] | HLI-15 | Proxied Device | Good | Airmech | 10 | N/A |  |  |  | neptronic_evcbseries | NEPTRONIC-EVCBSERIES
559 | Building Management System | VAV-139 | VAV-139 | Neptronic | EVCB SERIES | Standard | Serial | VAVCTR | 1 | 1D30 |  |  | Active | Yes | IN-BLR-ANANTA-VAV-139_1 | uuid://f57a97ca-64a7-486f-94b4-6e7a4ac2851a | {"asset":{"guid":"uuid://f57a97ca-64a7-486f-94b4-6e7a4ac2851a","site":"in-blr-ananta","name":"vav-139"}} | Airmech | [5 empty] | BACnet MS/TP | 120139 | 11611 | [21 empty] | HLI-15 | Proxied Device | Good | Airmech | 10 | N/A |  |  |  | neptronic_evcbseries | NEPTRONIC-EVCBSERIES
560 | Building Management System | VAV-140 | VAV-140 | Neptronic | EVCB SERIES | Standard | Serial | VAVCTR | 1 | 1D75 |  |  | Active | Yes | IN-BLR-ANANTA-VAV-140_1 | uuid://a22511ad-300f-423b-827f-cc7061186b44 | {"asset":{"guid":"uuid://a22511ad-300f-423b-827f-cc7061186b44","site":"in-blr-ananta","name":"vav-140"}} | Airmech | [5 empty] | BACnet MS/TP | 120140 | 11611 | [21 empty] | HLI-15 | Proxied Device | Good | Airmech | 10 | N/A |  |  |  | neptronic_evcbseries | NEPTRONIC-EVCBSERIES
561 | Building Management System | VAV-141 | VAV-141 | Neptronic | EVCB SERIES | Standard | Serial | VAVCTR | 1 | 1D20 |  |  | Active | Yes | IN-BLR-ANANTA-VAV-141_1 | uuid://c253ca97-24ef-4419-b911-752dac1a1f51 | {"asset":{"guid":"uuid://c253ca97-24ef-4419-b911-752dac1a1f51","site":"in-blr-ananta","name":"vav-141"}} | Airmech | [5 empty] | BACnet MS/TP | 120141 | 11611 | [21 empty] | HLI-15 | Proxied Device | Good | Airmech | 10 | N/A |  |  |  | neptronic_evcbseries | NEPTRONIC-EVCBSERIES
562 | Building Management System | VAV-142 | VAV-142 | Neptronic | EVCB SERIES | Standard | Serial | VAVCTR | 1 | 1D21 |  |  | Active | Yes | IN-BLR-ANANTA-VAV-142_1 | uuid://07e338ae-79bd-49c8-a420-051d6ccb23b0 | {"asset":{"guid":"uuid://07e338ae-79bd-49c8-a420-051d6ccb23b0","site":"in-blr-ananta","name":"vav-142"}} | Airmech | [5 empty] | BACnet MS/TP | 120142 | 11611 | [21 empty] | HLI-15 | Proxied Device | Good | Airmech | 10 | N/A |  |  |  | neptronic_evcbseries | NEPTRONIC-EVCBSERIES
563 | Building Management System | VAV-143 | VAV-143 | Neptronic | EVCB SERIES | Standard | Serial | VAVCTR | 1 | 1D25 |  |  | Active | Yes | IN-BLR-ANANTA-VAV-143_1 | uuid://21fd2a74-abc1-4811-8028-6087baebeae9 | {"asset":{"guid":"uuid://21fd2a74-abc1-4811-8028-6087baebeae9","site":"in-blr-ananta","name":"vav-143"}} | Airmech | [5 empty] | BACnet MS/TP | 120143 | 11611 | [21 empty] | HLI-15 | Proxied Device | Good | Airmech | 10 | N/A |  |  |  | neptronic_evcbseries | NEPTRONIC-EVCBSERIES
564 | Building Management System | VAV-144 | VAV-144 | Neptronic | EVCB SERIES | Standard | Serial | VAVCTR | 1 | 1D28 & 1D29 |  |  | Active | Yes | IN-BLR-ANANTA-VAV-144_1 | uuid://d3a878da-8367-443e-80dd-548048f98c58 | {"asset":{"guid":"uuid://d3a878da-8367-443e-80dd-548048f98c58","site":"in-blr-ananta","name":"vav-144"}} | Airmech | [5 empty] | BACnet MS/TP | 120144 | 11611 | [21 empty] | HLI-15 | Proxied Device | Good | Airmech | 10 | N/A |  |  |  | neptronic_evcbseries | NEPTRONIC-EVCBSERIES
565 | Building Management System | VAV-145 | VAV-145 | Neptronic | EVCB SERIES | Standard | Serial | VAVCTR | 1 | 1D89 |  |  | Active | Yes | IN-BLR-ANANTA-VAV-145_1 | uuid://338e85e0-3177-40b8-a1ea-6628030e6d22 | {"asset":{"guid":"uuid://338e85e0-3177-40b8-a1ea-6628030e6d22","site":"in-blr-ananta","name":"vav-145"}} | Airmech | [5 empty] | BACnet MS/TP | 120145 | 11611 | [21 empty] | HLI-15 | Proxied Device | Good | Airmech | 10 | N/A |  |  |  | neptronic_evcbseries | NEPTRONIC-EVCBSERIES
566 | Building Management System | VAV-146 | VAV-146 | Neptronic | EVCB SERIES | Standard | Serial | VAVCTR | 1 | 175 |  |  | Active | Yes | IN-BLR-ANANTA-VAV-146_1 | uuid://c3a2e929-0cd3-4c9e-9014-6db4f43b14d0 | {"asset":{"guid":"uuid://c3a2e929-0cd3-4c9e-9014-6db4f43b14d0","site":"in-blr-ananta","name":"vav-146"}} | Airmech | [5 empty] | BACnet MS/TP | 120146 | 11610 | [21 empty] | HLI-15 | Proxied Device | Good | Airmech | 10 | N/A |  |  |  | neptronic_evcbseries | NEPTRONIC-EVCBSERIES
567 | Building Management System | VAV-147 | VAV-147 | Neptronic | EVCB SERIES | Standard | Serial | VAVCTR | 1 | 1D168 |  |  | Active | Yes | IN-BLR-ANANTA-VAV-147_1 | uuid://eae18daf-408b-40e5-88b1-d5eda93df4c3 | {"asset":{"guid":"uuid://eae18daf-408b-40e5-88b1-d5eda93df4c3","site":"in-blr-ananta","name":"vav-147"}} | Airmech | [5 empty] | BACnet MS/TP | 120147 | 11610 | [21 empty] | HLI-15 | Proxied Device | Good | Airmech | 10 | N/A |  |  |  | neptronic_evcbseries | NEPTRONIC-EVCBSERIES
568 | Building Management System | VAV-148 | VAV-148 | Neptronic | EVCB SERIES | Standard | Serial | VAVCTR | 1 | 1D39 |  |  | Active | Yes | IN-BLR-ANANTA-VAV-148_1 | uuid://346c6ca8-3945-4e2c-8718-10db1ebf13cc | {"asset":{"guid":"uuid://346c6ca8-3945-4e2c-8718-10db1ebf13cc","site":"in-blr-ananta","name":"vav-148"}} | Airmech | [5 empty] | BACnet MS/TP | 120148 | 11610 | [21 empty] | HLI-15 | Proxied Device | Good | Airmech | 10 | N/A |  |  |  | neptronic_evcbseries | NEPTRONIC-EVCBSERIES
569 | Building Management System | VAV-149 | VAV-149 | Neptronic | EVCB SERIES | Standard | Serial | VAVCTR | 1 | 1D38 & 1D42 |  |  | Active | Yes | IN-BLR-ANANTA-VAV-149_1 | uuid://a04086d6-04e1-45ad-9dd0-b84fb2c97bd9 | {"asset":{"guid":"uuid://a04086d6-04e1-45ad-9dd0-b84fb2c97bd9","site":"in-blr-ananta","name":"vav-149"}} | Airmech | [5 empty] | BACnet MS/TP | 120149 | 11610 | [21 empty] | HLI-15 | Proxied Device | Good | Airmech | 10 | N/A |  |  |  | neptronic_evcbseries | NEPTRONIC-EVCBSERIES
570 | Building Management System | VAV-150 | VAV-150 | Neptronic | EVCB SERIES | Standard | Serial | VAVCTR | 1 | 1D171 |  |  | Active | Yes | IN-BLR-ANANTA-VAV-150_1 | uuid://d4f407d6-b779-4daf-8b3f-578e455ed5de | {"asset":{"guid":"uuid://d4f407d6-b779-4daf-8b3f-578e455ed5de","site":"in-blr-ananta","name":"vav-150"}} | Airmech | [5 empty] | BACnet MS/TP | 120150 | 11610 | [21 empty] | HLI-15 | Proxied Device | Good | Airmech | 10 | N/A |  |  |  | neptronic_evcbseries | NEPTRONIC-EVCBSERIES
571 | Building Management System | VAV-151 | VAV-151 | Neptronic | EVCB SERIES | Standard | Serial | VAVCTR | 1 | 1D173 |  |  | Active | Yes | IN-BLR-ANANTA-VAV-151_1 | uuid://1877b1dd-2ecd-4be7-a765-ad068a40d66f | {"asset":{"guid":"uuid://1877b1dd-2ecd-4be7-a765-ad068a40d66f","site":"in-blr-ananta","name":"vav-151"}} | Airmech | [5 empty] | BACnet MS/TP | 120151 | 11610 | [21 empty] | HLI-15 | Proxied Device | Good | Airmech | 10 | N/A |  |  |  | neptronic_evcbseries | NEPTRONIC-EVCBSERIES
572 | Building Management System | VAV-152 | VAV-152 | Neptronic | EVCB SERIES | Standard | Serial | VAVCTR | 1 | 1D44 & 1D45 |  |  | Active | Yes | IN-BLR-ANANTA-VAV-152_1 | uuid://d8faa8f3-c908-4ed6-8eb9-58c9548b8166 | {"asset":{"guid":"uuid://d8faa8f3-c908-4ed6-8eb9-58c9548b8166","site":"in-blr-ananta","name":"vav-152"}} | Airmech | [5 empty] | BACnet MS/TP | 120152 | 11610 | [21 empty] | HLI-15 | Proxied Device | Good | Airmech | 10 | N/A |  |  |  | neptronic_evcbseries | NEPTRONIC-EVCBSERIES
573 | Building Management System | VAV-153 | VAV-153 | Neptronic | EVCB SERIES | Standard | Serial | VAVCTR | 1 | 1D43 |  |  | Active | Yes | IN-BLR-ANANTA-VAV-153_1 | uuid://012e5762-4305-446e-adfb-8758395ecb9b | {"asset":{"guid":"uuid://012e5762-4305-446e-adfb-8758395ecb9b","site":"in-blr-ananta","name":"vav-153"}} | Airmech | [5 empty] | BACnet MS/TP | 120153 | 11610 | [21 empty] | HLI-15 | Proxied Device | Good | Airmech | 10 | N/A |  |  |  | neptronic_evcbseries | NEPTRONIC-EVCBSERIES
574 | Building Management System | VAV-154 | VAV-154 | Neptronic | EVCB SERIES | Standard | Serial | VAVCTR | 1 | 1D195 |  |  | Active | Yes | IN-BLR-ANANTA-VAV-154_1 | uuid://f7697f4e-0fbe-46c9-a39d-b09469597b1d | {"asset":{"guid":"uuid://f7697f4e-0fbe-46c9-a39d-b09469597b1d","site":"in-blr-ananta","name":"vav-154"}} | Airmech | [5 empty] | BACnet MS/TP | 120154 | 11610 | [21 empty] | HLI-15 | Proxied Device | Good | Airmech | 10 | N/A |  |  |  | neptronic_evcbseries | NEPTRONIC-EVCBSERIES
575 | Building Management System | VAV-155 | VAV-155 | Neptronic | EVCB SERIES | Standard | Serial | VAVCTR | 1 | 1D48 |  |  | Active | Yes | IN-BLR-ANANTA-VAV-155_1 | uuid://41b3922b-99ce-4b47-bb09-5a2ef5afb494 | {"asset":{"guid":"uuid://41b3922b-99ce-4b47-bb09-5a2ef5afb494","site":"in-blr-ananta","name":"vav-155"}} | Airmech | [5 empty] | BACnet MS/TP | 120155 | 11610 | [21 empty] | HLI-15 | Proxied Device | Good | Airmech | 10 | N/A |  |  |  | neptronic_evcbseries | NEPTRONIC-EVCBSERIES
576 | Building Management System | VAV-156 | VAV-156 | Neptronic | EVCB SERIES | Standard | Serial | VAVCTR | 1 | 1D135 |  |  | Active | Yes | IN-BLR-ANANTA-VAV-156_1 | uuid://b7efe57c-9962-4d24-8895-5ffe5417dbd7 | {"asset":{"guid":"uuid://b7efe57c-9962-4d24-8895-5ffe5417dbd7","site":"in-blr-ananta","name":"vav-156"}} | Airmech | [5 empty] | BACnet MS/TP | 120156 | 11610 | [21 empty] | HLI-15 | Proxied Device | Good | Airmech | 10 | N/A |  |  |  | neptronic_evcbseries | NEPTRONIC-EVCBSERIES
577 | Building Management System | VAV-157 | VAV-157 | Neptronic | EVCB SERIES | Standard | Serial | VAVCTR | 1 | 1D48 |  |  | Active | Yes | IN-BLR-ANANTA-VAV-157_1 | uuid://708ab11d-4c8f-46a4-a99f-ca1d3439826c | {"asset":{"guid":"uuid://708ab11d-4c8f-46a4-a99f-ca1d3439826c","site":"in-blr-ananta","name":"vav-157"}} | Airmech | [5 empty] | BACnet MS/TP | 120157 | 11610 | [21 empty] | HLI-15 | Proxied Device | Good | Airmech | 10 | N/A |  |  |  | neptronic_evcbseries | NEPTRONIC-EVCBSERIES
578 | Building Management System | VAV-158 | VAV-158 | Neptronic | EVCB SERIES | Standard | Serial | VAVCTR | 1 | 1D207 |  |  | Active | Yes | IN-BLR-ANANTA-VAV-158_1 | uuid://fc256dd7-13a5-4853-b0e3-693a9c01a01e | {"asset":{"guid":"uuid://fc256dd7-13a5-4853-b0e3-693a9c01a01e","site":"in-blr-ananta","name":"vav-158"}} | Airmech | [5 empty] | BACnet MS/TP | 120158 | 11610 | [21 empty] | HLI-15 | Proxied Device | Good | Airmech | 10 | N/A |  |  |  | neptronic_evcbseries | NEPTRONIC-EVCBSERIES
579 | Building Management System | VAV-159 | VAV-159 | Neptronic | EVCB SERIES | Standard | Serial | VAVCTR | 1 | 1D138 |  |  | Active | Yes | IN-BLR-ANANTA-VAV-159_1 | uuid://499f1f00-43d6-40ee-8c6b-c46053a43ccd | {"asset":{"guid":"uuid://499f1f00-43d6-40ee-8c6b-c46053a43ccd","site":"in-blr-ananta","name":"vav-159"}} | Airmech | [5 empty] | BACnet MS/TP | 120159 | 11610 | [21 empty] | HLI-15 | Proxied Device | Good | Airmech | 10 | N/A |  |  |  | neptronic_evcbseries | NEPTRONIC-EVCBSERIES
580 | Building Management System | VAV-160 | VAV-160 | Neptronic | EVCB SERIES | Standard | Serial | VAVCTR | 1 | 1D51 |  |  | Active | Yes | IN-BLR-ANANTA-VAV-160_1 | uuid://26266fdc-6be5-47f5-a1a0-4e389cce00bf | {"asset":{"guid":"uuid://26266fdc-6be5-47f5-a1a0-4e389cce00bf","site":"in-blr-ananta","name":"vav-160"}} | Airmech | [5 empty] | BACnet MS/TP | 120160 | 11610 | [21 empty] | HLI-15 | Proxied Device | Good | Airmech | 10 | N/A |  |  |  | neptronic_evcbseries | NEPTRONIC-EVCBSERIES
581 | Building Management System | VAV-161 | VAV-161 | Neptronic | EVCB SERIES | Standard | Serial | VAVCTR | 1 | 1D221 |  |  | Active | Yes | IN-BLR-ANANTA-VAV-161_1 | uuid://a7933a2f-6b90-4639-81ea-f9a6b8ffa2fd | {"asset":{"guid":"uuid://a7933a2f-6b90-4639-81ea-f9a6b8ffa2fd","site":"in-blr-ananta","name":"vav-161"}} | Airmech | [5 empty] | BACnet MS/TP | 120161 | 11610 | [21 empty] | HLI-15 | Proxied Device | Good | Airmech | 10 | N/A |  |  |  | neptronic_evcbseries | NEPTRONIC-EVCBSERIES
582 | Building Management System | VAV-162 | VAV-162 | Neptronic | EVCB SERIES | Standard | Serial | VAVCTR | 1 | 1D69 |  |  | Active | Yes | IN-BLR-ANANTA-VAV-162_1 | uuid://f61a6bf6-981f-46b9-b49d-f13dc16625f6 | {"asset":{"guid":"uuid://f61a6bf6-981f-46b9-b49d-f13dc16625f6","site":"in-blr-ananta","name":"vav-162"}} | Airmech | [5 empty] | BACnet MS/TP | 120162 | 11612 | [21 empty] | HLI-14 | Proxied Device | Good | Airmech | 10 | N/A |  |  |  | neptronic_evcbseries | NEPTRONIC-EVCBSERIES
583 | Building Management System | VAV-163 | VAV-163 | Neptronic | EVCB SERIES | Standard | Serial | VAVCTR | 1 | 1D71 |  |  | Active | Yes | IN-BLR-ANANTA-VAV-163_1 | uuid://0a4c3a05-4438-4b3f-a3ad-678de8e9fb6d | {"asset":{"guid":"uuid://0a4c3a05-4438-4b3f-a3ad-678de8e9fb6d","site":"in-blr-ananta","name":"vav-163"}} | Airmech | [5 empty] | BACnet MS/TP | 120163 | 11612 | [21 empty] | HLI-14 | Proxied Device | Good | Airmech | 10 | N/A |  |  |  | neptronic_evcbseries | NEPTRONIC-EVCBSERIES
584 | Building Management System | VAV-164 | VAV-164 | Neptronic | EVCB SERIES | Standard | Serial | VAVCTR | 1 | 1D11 |  |  | Active | Yes | IN-BLR-ANANTA-VAV-164_1 | uuid://b6e5e194-8b88-4872-9319-e7a421197b01 | {"asset":{"guid":"uuid://b6e5e194-8b88-4872-9319-e7a421197b01","site":"in-blr-ananta","name":"vav-164"}} | Airmech | [5 empty] | BACnet MS/TP | 120164 | 11612 | [21 empty] | HLI-14 | Proxied Device | Good | Airmech | 10 | N/A |  |  |  | neptronic_evcbseries | NEPTRONIC-EVCBSERIES
585 | Building Management System | VAV-165 | VAV-165 | Neptronic | EVCB SERIES | Standard | Serial | VAVCTR | 1 | 1D17 |  |  | Active | Yes | IN-BLR-ANANTA-VAV-165_1 | uuid://53239bb4-5617-4649-b220-f959b76a76ba | {"asset":{"guid":"uuid://53239bb4-5617-4649-b220-f959b76a76ba","site":"in-blr-ananta","name":"vav-165"}} | Airmech | [5 empty] | BACnet MS/TP | 120165 | 11612 | [21 empty] | HLI-14 | Proxied Device | Good | Airmech | 10 | N/A |  |  |  | neptronic_evcbseries | NEPTRONIC-EVCBSERIES
586 | Building Management System | VAV-166 | VAV-166 | Neptronic | EVCB SERIES | Standard | Serial | VAVCTR | 1 | 1D13 |  |  | Active | Yes | IN-BLR-ANANTA-VAV-166_1 | uuid://0d701348-4017-47c8-af86-2b7a463ab86f | {"asset":{"guid":"uuid://0d701348-4017-47c8-af86-2b7a463ab86f","site":"in-blr-ananta","name":"vav-166"}} | Airmech | [5 empty] | BACnet MS/TP | 120166 | 11612 | [21 empty] | HLI-14 | Proxied Device | Good | Airmech | 10 | N/A |  |  |  | neptronic_evcbseries | NEPTRONIC-EVCBSERIES
587 | Building Management System | VAV-167 | VAV-167 | Neptronic | EVCB SERIES | Standard | Serial | VAVCTR | 1 | 1D9 |  |  | Active | Yes | IN-BLR-ANANTA-VAV-167_1 | uuid://633a0af2-9e65-459e-bc89-6558840866b1 | {"asset":{"guid":"uuid://633a0af2-9e65-459e-bc89-6558840866b1","site":"in-blr-ananta","name":"vav-167"}} | Airmech | [5 empty] | BACnet MS/TP | 120167 | 11612 | [21 empty] | HLI-14 | Proxied Device | Good | Airmech | 10 | N/A |  |  |  | neptronic_evcbseries | NEPTRONIC-EVCBSERIES
588 | Building Management System | VAV-168 | VAV-168 | Neptronic | EVCB SERIES | Standard | Serial | VAVCTR | 1 | 1D7 |  |  | Active | Yes | IN-BLR-ANANTA-VAV-168_1 | uuid://6c493413-0a09-43bb-9393-1275d5cd5791 | {"asset":{"guid":"uuid://6c493413-0a09-43bb-9393-1275d5cd5791","site":"in-blr-ananta","name":"vav-168"}} | Airmech | [5 empty] | BACnet MS/TP | 120168 | 11612 | [21 empty] | HLI-14 | Proxied Device | Good | Airmech | 10 | N/A |  |  |  | neptronic_evcbseries | NEPTRONIC-EVCBSERIES
589 | Building Management System | VAV-169 | VAV-169 | Neptronic | EVCB SERIES | Standard | Serial | VAVCTR | 1 | 1D8 |  |  | Active | Yes | IN-BLR-ANANTA-VAV-169_1 | uuid://82dcbcec-0fff-4a9d-a7cf-f8a1d98f06e0 | {"asset":{"guid":"uuid://82dcbcec-0fff-4a9d-a7cf-f8a1d98f06e0","site":"in-blr-ananta","name":"vav-169"}} | Airmech | [5 empty] | BACnet MS/TP | 120169 | 11612 | [21 empty] | HLI-14 | Proxied Device | Good | Airmech | 10 | N/A |  |  |  | neptronic_evcbseries | NEPTRONIC-EVCBSERIES
590 | Building Management System | VAV-170 | VAV-170 | Neptronic | EVCB SERIES | Standard | Serial | VAVCTR | 1 | 1D023 |  |  | Active | Yes | IN-BLR-ANANTA-VAV-170_1 | uuid://1afc2e13-5823-489d-adea-1dfc90e384b4 | {"asset":{"guid":"uuid://1afc2e13-5823-489d-adea-1dfc90e384b4","site":"in-blr-ananta","name":"vav-170"}} | Airmech | [5 empty] | BACnet MS/TP | 120170 | 11612 | [21 empty] | HLI-14 | Proxied Device | Good | Airmech | 10 | N/A |  |  |  | neptronic_evcbseries | NEPTRONIC-EVCBSERIES
591 | Building Management System | VAV-171 | VAV-171 | Neptronic | EVCB SERIES | Standard | Serial | VAVCTR | 1 | 1D67 |  |  | Active | Yes | IN-BLR-ANANTA-VAV-171_1 | uuid://a03fb1a7-77d3-4cab-961a-50fd85f7c9d2 | {"asset":{"guid":"uuid://a03fb1a7-77d3-4cab-961a-50fd85f7c9d2","site":"in-blr-ananta","name":"vav-171"}} | Airmech | [5 empty] | BACnet MS/TP | 120171 | 11612 | [21 empty] | HLI-14 | Proxied Device | Good | Airmech | 10 | N/A |  |  |  | neptronic_evcbseries | NEPTRONIC-EVCBSERIES
592 | Building Management System | VAV-172 | VAV-172 | Neptronic | EVCB SERIES | Standard | Serial | VAVCTR | 1 | 1D63 |  |  | Active | Yes | IN-BLR-ANANTA-VAV-172_1 | uuid://63f2da09-d5df-40f8-a75f-16d5bf30332e | {"asset":{"guid":"uuid://63f2da09-d5df-40f8-a75f-16d5bf30332e","site":"in-blr-ananta","name":"vav-172"}} | Airmech | [5 empty] | BACnet MS/TP | 120172 | 11612 | [21 empty] | HLI-14 | Proxied Device | Good | Airmech | 10 | N/A |  |  |  | neptronic_evcbseries | NEPTRONIC-EVCBSERIES
593 | Building Management System | VAV-173 | VAV-173 | Neptronic | EVCB SERIES | Standard | Serial | VAVCTR | 1 | 1D59 |  |  | Active | Yes | IN-BLR-ANANTA-VAV-173_1 | uuid://a52555f4-01bb-43cc-93aa-34c918845e21 | {"asset":{"guid":"uuid://a52555f4-01bb-43cc-93aa-34c918845e21","site":"in-blr-ananta","name":"vav-173"}} | Airmech | [5 empty] | BACnet MS/TP | 120173 | 11612 | [21 empty] | HLI-14 | Proxied Device | Good | Airmech | 10 | N/A |  |  |  | neptronic_evcbseries | NEPTRONIC-EVCBSERIES
594 | Building Management System | VAV-174 | VAV-174 | Neptronic | EVCB SERIES | Standard | Serial | VAVCTR | 1 | C101 |  |  | Active | Yes | IN-BLR-ANANTA-VAV-174_1 | uuid://6a595678-e760-4b18-9bb8-f3df5c46753c | {"asset":{"guid":"uuid://6a595678-e760-4b18-9bb8-f3df5c46753c","site":"in-blr-ananta","name":"vav-174"}} | Airmech | [5 empty] | BACnet MS/TP | 120174 | 11612 | [21 empty] | HLI-14 | Proxied Device | Good | Airmech | 10 | N/A |  |  |  | neptronic_evcbseries | NEPTRONIC-EVCBSERIES
595 | Building Management System | VAV-175 | VAV-175 | Neptronic | EVCB SERIES | Standard | Serial | VAVCTR | 1 | 1D5 |  |  | Active | Yes | IN-BLR-ANANTA-VAV-175_1 | uuid://e7e58f3c-da83-4690-9339-7826df2e5e1a | {"asset":{"guid":"uuid://e7e58f3c-da83-4690-9339-7826df2e5e1a","site":"in-blr-ananta","name":"vav-175"}} | Airmech | [5 empty] | BACnet MS/TP | 120175 | 11612 | [21 empty] | HLI-14 | Proxied Device | Good | Airmech | 10 | N/A |  |  |  | neptronic_evcbseries | NEPTRONIC-EVCBSERIES
596 | Building Management System | VAV-176 | VAV-176 | Neptronic | EVCB SERIES | Standard | Serial | VAVCTR | 1 | 1D4 |  |  | Active | Yes | IN-BLR-ANANTA-VAV-176_1 | uuid://31d1dd72-b9b8-46ac-ac40-1431de72e002 | {"asset":{"guid":"uuid://31d1dd72-b9b8-46ac-ac40-1431de72e002","site":"in-blr-ananta","name":"vav-176"}} | Airmech | [5 empty] | BACnet MS/TP | 120176 | 11612 | [21 empty] | HLI-14 | Proxied Device | Good | Airmech | 10 | N/A |  |  |  | neptronic_evcbseries | NEPTRONIC-EVCBSERIES
597 | Building Management System | VAV-177 | VAV-177 | Neptronic | EVCB SERIES | Standard | Serial | VAVCTR | 1 | 1D3 |  |  | Active | Yes | IN-BLR-ANANTA-VAV-177_1 | uuid://420daf78-3150-449f-8a40-014f814fbf13 | {"asset":{"guid":"uuid://420daf78-3150-449f-8a40-014f814fbf13","site":"in-blr-ananta","name":"vav-177"}} | Airmech | [5 empty] | BACnet MS/TP | 120177 | 11612 | [21 empty] | HLI-14 | Proxied Device | Good | Airmech | 10 | N/A |  |  |  | neptronic_evcbseries | NEPTRONIC-EVCBSERIES
598 | Building Management System | VAV-178 | VAV-178 | Neptronic | EVCB SERIES | Standard | Serial | VAVCTR | 1 | 1D2 |  |  | Active | Yes | IN-BLR-ANANTA-VAV-178_1 | uuid://80f14865-dc60-404b-aab3-f8dba853feeb | {"asset":{"guid":"uuid://80f14865-dc60-404b-aab3-f8dba853feeb","site":"in-blr-ananta","name":"vav-178"}} | Airmech | [5 empty] | BACnet MS/TP | 120178 | 11612 | [21 empty] | HLI-14 | Proxied Device | Good | Airmech | 10 | N/A |  |  |  | neptronic_evcbseries | NEPTRONIC-EVCBSERIES
599 | Building Management System | VAV-179 | VAV-179 | Neptronic | EVCB SERIES | Standard | Serial | VAVCTR | 1 | 1D1 |  |  | Active | Yes | IN-BLR-ANANTA-VAV-179_1 | uuid://97ecf8a4-f288-4a1f-930f-582abc59cb8b | {"asset":{"guid":"uuid://97ecf8a4-f288-4a1f-930f-582abc59cb8b","site":"in-blr-ananta","name":"vav-179"}} | Airmech | [5 empty] | BACnet MS/TP | 120179 | 11612 | [21 empty] | HLI-14 | Proxied Device | Good | Airmech | 10 | N/A |  |  |  | neptronic_evcbseries | NEPTRONIC-EVCBSERIES
600 | Building Management System | VAV-180 | VAV-180 | Neptronic | EVCB SERIES | Standard | Serial | VAVCTR | 1 | 1D035 |  |  | Active | Yes | IN-BLR-ANANTA-VAV-180_1 | uuid://c5f8acc1-0fb9-4c02-b9c1-bf574eeb315f | {"asset":{"guid":"uuid://c5f8acc1-0fb9-4c02-b9c1-bf574eeb315f","site":"in-blr-ananta","name":"vav-180"}} | Airmech | [5 empty] | BACnet MS/TP | 120180 | 11614 | [21 empty] | HLI-14 | Proxied Device | Good | Airmech | 10 | N/A |  |  |  | neptronic_evcbseries | NEPTRONIC-EVCBSERIES
601 | Building Management System | VAV-181 | VAV-181 | Neptronic | EVCB SERIES | Standard | Serial | VAVCTR | 1 | 1D74 |  |  | Active | Yes | IN-BLR-ANANTA-VAV-181_1 | uuid://dd9f8188-d5dc-40a4-b6d7-fbba1248504d | {"asset":{"guid":"uuid://dd9f8188-d5dc-40a4-b6d7-fbba1248504d","site":"in-blr-ananta","name":"vav-181"}} | Airmech | [5 empty] | BACnet MS/TP | 120181 | 11614 | [21 empty] | HLI-14 | Proxied Device | Good | Airmech | 10 | N/A |  |  |  | neptronic_evcbseries | NEPTRONIC-EVCBSERIES
602 | Building Management System | VAV-182 | VAV-182 | Neptronic | EVCB SERIES | Standard | Serial | VAVCTR | 1 | 1D093 |  |  | Active | Yes | IN-BLR-ANANTA-VAV-182_1 | uuid://7836a5a7-e299-48e5-8dbd-267c604936df | {"asset":{"guid":"uuid://7836a5a7-e299-48e5-8dbd-267c604936df","site":"in-blr-ananta","name":"vav-182"}} | Airmech | [5 empty] | BACnet MS/TP | 120182 | 11614 | [21 empty] | HLI-14 | Proxied Device | Good | Airmech | 10 | N/A |  |  |  | neptronic_evcbseries | NEPTRONIC-EVCBSERIES
603 | Building Management System | VAV-183 | VAV-183 | Neptronic | EVCB SERIES | Standard | Serial | VAVCTR | 1 | 1D18 |  |  | Active | Yes | IN-BLR-ANANTA-VAV-183_1 | uuid://de75aa53-8ce1-4d8e-869a-7592b85c5534 | {"asset":{"guid":"uuid://de75aa53-8ce1-4d8e-869a-7592b85c5534","site":"in-blr-ananta","name":"vav-183"}} | Airmech | [5 empty] | BACnet MS/TP | 120183 | 11614 | [21 empty] | HLI-14 | Proxied Device | Good | Airmech | 10 | N/A |  |  |  | neptronic_evcbseries | NEPTRONIC-EVCBSERIES
604 | Building Management System | VAV-184 | VAV-184 | Neptronic | EVCB SERIES | Standard | Serial | VAVCTR | 1 | 1D17 |  |  | Active | Yes | IN-BLR-ANANTA-VAV-184_1 | uuid://eb7f0d4c-df65-414a-a7a3-66fd4c13d894 | {"asset":{"guid":"uuid://eb7f0d4c-df65-414a-a7a3-66fd4c13d894","site":"in-blr-ananta","name":"vav-184"}} | Airmech | [5 empty] | BACnet MS/TP | 120184 | 11614 | [21 empty] | HLI-14 | Proxied Device | Good | Airmech | 10 | N/A |  |  |  | neptronic_evcbseries | NEPTRONIC-EVCBSERIES
605 | Building Management System | VAV-185 | VAV-185 | Neptronic | EVCB SERIES | Standard | Serial | VAVCTR | 1 | 1D16 |  |  | Active | Yes | IN-BLR-ANANTA-VAV-185_1 | uuid://13f5ceb0-0060-4904-b60b-e9de4460aba6 | {"asset":{"guid":"uuid://13f5ceb0-0060-4904-b60b-e9de4460aba6","site":"in-blr-ananta","name":"vav-185"}} | Airmech | [5 empty] | BACnet MS/TP | 120185 | 11614 | [21 empty] | HLI-14 | Proxied Device | Good | Airmech | 10 | N/A |  |  |  | neptronic_evcbseries | NEPTRONIC-EVCBSERIES
606 | Building Management System | VAV-186 | VAV-186 | Neptronic | EVCB SERIES | Standard | Serial | VAVCTR | 1 | 1D14 & 1D15 |  |  | Active | Yes | IN-BLR-ANANTA-VAV-186_1 | uuid://2d5fb0d4-205d-4648-bb4d-8c09ef93e143 | {"asset":{"guid":"uuid://2d5fb0d4-205d-4648-bb4d-8c09ef93e143","site":"in-blr-ananta","name":"vav-186"}} | Airmech | [5 empty] | BACnet MS/TP | 120186 | 11614 | [21 empty] | HLI-14 | Proxied Device | Good | Airmech | 10 | N/A |  |  |  | neptronic_evcbseries | NEPTRONIC-EVCBSERIES
607 | Building Management System | VAV-187 | VAV-187 | Neptronic | EVCB SERIES | Standard | Serial | VAVCTR | 1 | C115 |  |  | Active | Yes | IN-BLR-ANANTA-VAV-187_1 | uuid://8b3660e0-ec79-482e-8dac-f2f4a43f8b89 | {"asset":{"guid":"uuid://8b3660e0-ec79-482e-8dac-f2f4a43f8b89","site":"in-blr-ananta","name":"vav-187"}} | Airmech | [5 empty] | BACnet MS/TP | 120187 | 11614 | [21 empty] | HLI-14 | Proxied Device | Good | Airmech | 10 | N/A |  |  |  | neptronic_evcbseries | NEPTRONIC-EVCBSERIES
608 | Building Management System | VAV-188 | VAV-188 | Neptronic | EVCB SERIES | Standard | Serial | VAVCTR | 1 | 1D7 |  |  | Active | Yes | IN-BLR-ANANTA-VAV-188_1 | uuid://4974a912-031b-4698-b7a2-1585d9b0eeb1 | {"asset":{"guid":"uuid://4974a912-031b-4698-b7a2-1585d9b0eeb1","site":"in-blr-ananta","name":"vav-188"}} | Airmech | [5 empty] | BACnet MS/TP | 120188 | 11614 | [21 empty] | HLI-14 | Proxied Device | Good | Airmech | 10 | N/A |  |  |  | neptronic_evcbseries | NEPTRONIC-EVCBSERIES
609 | Building Management System | VAV-189 | VAV-189 | Neptronic | EVCB SERIES | Standard | Serial | VAVCTR | 1 | 1A17 |  |  | Active | Yes | IN-BLR-ANANTA-VAV-189_1 | uuid://5f88c334-25ee-4b67-befe-520d28fb204c | {"asset":{"guid":"uuid://5f88c334-25ee-4b67-befe-520d28fb204c","site":"in-blr-ananta","name":"vav-189"}} | Airmech | [5 empty] | BACnet MS/TP | 120189 | 11614 | [21 empty] | HLI-14 | Proxied Device | Good | Airmech | 10 | N/A |  |  |  | neptronic_evcbseries | NEPTRONIC-EVCBSERIES
610 | Building Management System | VAV-190 | VAV-190 | Neptronic | EVCB SERIES | Standard | Serial | VAVCTR | 1 | Cancelled |  |  | Active | Yes | IN-BLR-ANANTA-VAV-190_1 | uuid://4f62ae0a-c1c1-44d1-af4d-648ab678c200 | {"asset":{"guid":"uuid://4f62ae0a-c1c1-44d1-af4d-648ab678c200","site":"in-blr-ananta","name":"vav-190"}} | Airmech | [5 empty] | BACnet MS/TP | 120190 | 11614 | [21 empty] | HLI-14 | Proxied Device | Good | Airmech | 10 | N/A |  |  |  | neptronic_evcbseries | NEPTRONIC-EVCBSERIES
611 | Building Management System | VAV-191 | VAV-191 | Neptronic | EVCB SERIES | Standard | Serial | VAVCTR | 1 | Cancelled |  |  | Active | Yes | IN-BLR-ANANTA-VAV-191_1 | uuid://f292b628-80ab-40a7-924a-4227c243fbe5 | {"asset":{"guid":"uuid://f292b628-80ab-40a7-924a-4227c243fbe5","site":"in-blr-ananta","name":"vav-191"}} | Airmech | [5 empty] | BACnet MS/TP | 120191 | 11614 | [21 empty] | HLI-14 | Proxied Device | Good | Airmech | 10 | N/A |  |  |  | neptronic_evcbseries | NEPTRONIC-EVCBSERIES
612 | Building Management System | VAV-192 | VAV-192 | Neptronic | EVCB SERIES | Standard | Serial | VAVCTR | 1 | Cancelled |  |  | Active | Yes | IN-BLR-ANANTA-VAV-192_1 | uuid://382897f6-debe-46ca-a8bc-8ad7b9c9ed8e | {"asset":{"guid":"uuid://382897f6-debe-46ca-a8bc-8ad7b9c9ed8e","site":"in-blr-ananta","name":"vav-192"}} | Airmech | [5 empty] | BACnet MS/TP | 120192 | 11614 | [21 empty] | HLI-14 | Proxied Device | Good | Airmech | 10 | N/A |  |  |  | neptronic_evcbseries | NEPTRONIC-EVCBSERIES
613 | Building Management System | VAV-193 | VAV-193 | Neptronic | EVCB SERIES | Standard | Serial | VAVCTR | 1 | 1A24 |  |  | Active | Yes | IN-BLR-ANANTA-VAV-193_1 | uuid://889c9ddf-6e89-4e7a-b150-d74d7c0d8076 | {"asset":{"guid":"uuid://889c9ddf-6e89-4e7a-b150-d74d7c0d8076","site":"in-blr-ananta","name":"vav-193"}} | Airmech | [5 empty] | BACnet MS/TP | 120193 | 11614 | [21 empty] | HLI-14 | Proxied Device | Good | Airmech | 10 | N/A |  |  |  | neptronic_evcbseries | NEPTRONIC-EVCBSERIES
614 | Building Management System | VAV-194 | VAV-194 | Neptronic | EVCB SERIES | Standard | Serial | VAVCTR | 1 | 1A6 |  |  | Active | Yes | IN-BLR-ANANTA-VAV-194_1 | uuid://f59a60ff-b883-4cfc-ba0d-8675489acf79 | {"asset":{"guid":"uuid://f59a60ff-b883-4cfc-ba0d-8675489acf79","site":"in-blr-ananta","name":"vav-194"}} | Airmech | [5 empty] | BACnet MS/TP | 120194 | 11614 | [21 empty] | HLI-14 | Proxied Device | Good | Airmech | 10 | N/A |  |  |  | neptronic_evcbseries | NEPTRONIC-EVCBSERIES
615 | Building Management System | VAV-195 | VAV-195 | Neptronic | EVCB SERIES | Standard | Serial | VAVCTR | 1 | 1A7 & 1A25 |  |  | Active | Yes | IN-BLR-ANANTA-VAV-195_1 | uuid://75280b33-7547-46ac-a650-fa9064411e6a | {"asset":{"guid":"uuid://75280b33-7547-46ac-a650-fa9064411e6a","site":"in-blr-ananta","name":"vav-195"}} | Airmech | [5 empty] | BACnet MS/TP | 120195 | 11614 | [21 empty] | HLI-14 | Proxied Device | Good | Airmech | 10 | N/A |  |  |  | neptronic_evcbseries | NEPTRONIC-EVCBSERIES
616 | Building Management System | VAV-196 | VAV-196 | Neptronic | EVCB SERIES | Standard | Serial | VAVCTR | 1 | 1A12 |  |  | Active | Yes | IN-BLR-ANANTA-VAV-196_1 | uuid://e2e47c75-d5a3-444e-9813-e3cd137012be | {"asset":{"guid":"uuid://e2e47c75-d5a3-444e-9813-e3cd137012be","site":"in-blr-ananta","name":"vav-196"}} | Airmech | [5 empty] | BACnet MS/TP | 120196 | 11614 | [21 empty] | HLI-14 | Proxied Device | Good | Airmech | 10 | N/A |  |  |  | neptronic_evcbseries | NEPTRONIC-EVCBSERIES
617 | Building Management System | VAV-197 | VAV-197 | Neptronic | EVCB SERIES | Standard | Serial | VAVCTR | 1 | 1A13 |  |  | Active | Yes | IN-BLR-ANANTA-VAV-197_1 | uuid://79af4388-5107-4af8-b423-cabca2bdd171 | {"asset":{"guid":"uuid://79af4388-5107-4af8-b423-cabca2bdd171","site":"in-blr-ananta","name":"vav-197"}} | Airmech | [5 empty] | BACnet MS/TP | 120197 | 11614 | [21 empty] | HLI-14 | Proxied Device | Good | Airmech | 10 | N/A |  |  |  | neptronic_evcbseries | NEPTRONIC-EVCBSERIES
618 | Building Management System | VAV-198 | VAV-198 | Neptronic | EVCB SERIES | Standard | Serial | VAVCTR | 1 | 1A14 |  |  | Active | Yes | IN-BLR-ANANTA-VAV-198_1 | uuid://14d70fe0-3288-4469-a274-4a4ee900d4b1 | {"asset":{"guid":"uuid://14d70fe0-3288-4469-a274-4a4ee900d4b1","site":"in-blr-ananta","name":"vav-198"}} | Airmech | [5 empty] | BACnet MS/TP | 120198 | 11614 | [21 empty] | HLI-14 | Proxied Device | Good | Airmech | 10 | N/A |  |  |  | neptronic_evcbseries | NEPTRONIC-EVCBSERIES
619 | Building Management System | VAV-199 | VAV-199 | Neptronic | EVCB SERIES | Standard | Serial | VAVCTR | 1 | 1A33 |  |  | Active | Yes | IN-BLR-ANANTA-VAV-199_1 | uuid://b5cab621-520e-43d3-bb8b-4c0fc0ef6d1c | {"asset":{"guid":"uuid://b5cab621-520e-43d3-bb8b-4c0fc0ef6d1c","site":"in-blr-ananta","name":"vav-199"}} | Airmech | [5 empty] | BACnet MS/TP | 120199 | 11613 | [21 empty] | HLI-16 | Proxied Device | Good | Airmech | 10 | N/A |  |  |  | neptronic_evcbseries | NEPTRONIC-EVCBSERIES
620 | Building Management System | VAV-200 | VAV-200 | Neptronic | EVCB SERIES | Standard | Serial | VAVCTR | 1 | 1A34 |  |  | Active | Yes | IN-BLR-ANANTA-VAV-200_1 | uuid://570d9eb5-8654-45b5-87e3-df0b868ceb64 | {"asset":{"guid":"uuid://570d9eb5-8654-45b5-87e3-df0b868ceb64","site":"in-blr-ananta","name":"vav-200"}} | Airmech | [5 empty] | BACnet MS/TP | 120200 | 11613 | [21 empty] | HLI-16 | Proxied Device | Good | Airmech | 10 | N/A |  |  |  | neptronic_evcbseries | NEPTRONIC-EVCBSERIES
621 | Building Management System | VAV-201 | VAV-201 | Neptronic | EVCB SERIES | Standard | Serial | VAVCTR | 1 | 1A32 |  |  | Active | Yes | IN-BLR-ANANTA-VAV-201_1 | uuid://a75752f2-f064-4e5a-8cca-70607dd4af15 | {"asset":{"guid":"uuid://a75752f2-f064-4e5a-8cca-70607dd4af15","site":"in-blr-ananta","name":"vav-201"}} | Airmech | [5 empty] | BACnet MS/TP | 120201 | 11613 | [21 empty] | HLI-16 | Proxied Device | Good | Airmech | 10 | N/A |  |  |  | neptronic_evcbseries | NEPTRONIC-EVCBSERIES
622 | Building Management System | VAV-202 | VAV-202 | Neptronic | EVCB SERIES | Standard | Serial | VAVCTR | 1 | 1A10 |  |  | Active | Yes | IN-BLR-ANANTA-VAV-202_1 | uuid://78e6b886-ad78-48be-b6cd-e103a88193b2 | {"asset":{"guid":"uuid://78e6b886-ad78-48be-b6cd-e103a88193b2","site":"in-blr-ananta","name":"vav-202"}} | Airmech | [5 empty] | BACnet MS/TP | 120202 | 11613 | [21 empty] | HLI-16 | Proxied Device | Good | Airmech | 10 | N/A |  |  |  | neptronic_evcbseries | NEPTRONIC-EVCBSERIES
623 | Building Management System | VAV-203 | VAV-203 | Neptronic | EVCB SERIES | Standard | Serial | VAVCTR | 1 | 1A11 |  |  | Active | Yes | IN-BLR-ANANTA-VAV-203_1 | uuid://fe9e423a-9402-4fd1-8089-35413889e41c | {"asset":{"guid":"uuid://fe9e423a-9402-4fd1-8089-35413889e41c","site":"in-blr-ananta","name":"vav-203"}} | Airmech | [5 empty] | BACnet MS/TP | 120203 | 11613 | [21 empty] | HLI-16 | Proxied Device | Good | Airmech | 10 | N/A |  |  |  | neptronic_evcbseries | NEPTRONIC-EVCBSERIES
624 | Building Management System | VAV-204 | VAV-204 | Neptronic | EVCB SERIES | Standard | Serial | VAVCTR | 1 | 1A36 |  |  | Active | Yes | IN-BLR-ANANTA-VAV-204_1 | uuid://7865a920-bc93-45cd-9d20-1ed8d38c636a | {"asset":{"guid":"uuid://7865a920-bc93-45cd-9d20-1ed8d38c636a","site":"in-blr-ananta","name":"vav-204"}} | Airmech | [5 empty] | BACnet MS/TP | 120204 | 11613 | [21 empty] | HLI-16 | Proxied Device | Good | Airmech | 10 | N/A |  |  |  | neptronic_evcbseries | NEPTRONIC-EVCBSERIES
625 | Building Management System | VAV-205 | VAV-205 | Neptronic | EVCB SERIES | Standard | Serial | VAVCTR | 1 | 1A39 |  |  | Active | Yes | IN-BLR-ANANTA-VAV-205_1 | uuid://3913df51-9836-4d28-bd3e-41c850b1550c | {"asset":{"guid":"uuid://3913df51-9836-4d28-bd3e-41c850b1550c","site":"in-blr-ananta","name":"vav-205"}} | Airmech | [5 empty] | BACnet MS/TP | 120205 | 11613 | [21 empty] | HLI-16 | Proxied Device | Good | Airmech | 10 | N/A |  |  |  | neptronic_evcbseries | NEPTRONIC-EVCBSERIES
626 | Building Management System | VAV-206 | VAV-206 | Neptronic | EVCB SERIES | Standard | Serial | VAVCTR | 1 | 1A37 |  |  | Active | Yes | IN-BLR-ANANTA-VAV-206_1 | uuid://d66de565-8a51-49f9-bd78-d623fee3594e | {"asset":{"guid":"uuid://d66de565-8a51-49f9-bd78-d623fee3594e","site":"in-blr-ananta","name":"vav-206"}} | Airmech | [5 empty] | BACnet MS/TP | 120206 | 11613 | [21 empty] | HLI-16 | Proxied Device | Good | Airmech | 10 | N/A |  |  |  | neptronic_evcbseries | NEPTRONIC-EVCBSERIES
627 | Building Management System | VAV-207 | VAV-207 | Neptronic | EVCB SERIES | Standard | Serial | VAVCTR | 1 | C108 |  |  | Active | Yes | IN-BLR-ANANTA-VAV-207_1 | uuid://4277cec2-f13e-4a69-9ad1-eb9bdbce9e20 | {"asset":{"guid":"uuid://4277cec2-f13e-4a69-9ad1-eb9bdbce9e20","site":"in-blr-ananta","name":"vav-207"}} | Airmech | [5 empty] | BACnet MS/TP | 120207 | 11613 | [21 empty] | HLI-16 | Proxied Device | Good | Airmech | 10 | N/A |  |  |  | neptronic_evcbseries | NEPTRONIC-EVCBSERIES
628 | Building Management System | VAV-208 | VAV-208 | Neptronic | EVCB SERIES | Standard | Serial | VAVCTR | 1 | 1A38 |  |  | Active | Yes | IN-BLR-ANANTA-VAV-208_1 | uuid://7016bb99-afba-499c-b40f-8c633f907569 | {"asset":{"guid":"uuid://7016bb99-afba-499c-b40f-8c633f907569","site":"in-blr-ananta","name":"vav-208"}} | Airmech | [5 empty] | BACnet MS/TP | 120208 | 11613 | [21 empty] | HLI-16 | Proxied Device | Good | Airmech | 10 | N/A |  |  |  | neptronic_evcbseries | NEPTRONIC-EVCBSERIES
629 | Building Management System | VAV-209 | VAV-209 | Neptronic | EVCB SERIES | Standard | Serial | VAVCTR | 1 | 1A16 |  |  | Active | Yes | IN-BLR-ANANTA-VAV-209_1 | uuid://5dc75054-bf85-4682-9d35-1b0e37fcb9b3 | {"asset":{"guid":"uuid://5dc75054-bf85-4682-9d35-1b0e37fcb9b3","site":"in-blr-ananta","name":"vav-209"}} | Airmech | [5 empty] | BACnet MS/TP | 120209 | 11613 | [21 empty] | HLI-16 | Proxied Device | Good | Airmech | 10 | N/A |  |  |  | neptronic_evcbseries | NEPTRONIC-EVCBSERIES
630 | Building Management System | VAV-210 | VAV-210 | Neptronic | EVCB SERIES | Standard | Serial | VAVCTR | 1 | 1A40 |  |  | Active | Yes | IN-BLR-ANANTA-VAV-210_1 | uuid://9b13c6a9-db2d-4f33-804a-ac7a259b972c | {"asset":{"guid":"uuid://9b13c6a9-db2d-4f33-804a-ac7a259b972c","site":"in-blr-ananta","name":"vav-210"}} | Airmech | [5 empty] | BACnet MS/TP | 120210 | 11613 | [21 empty] | HLI-16 | Proxied Device | Good | Airmech | 10 | N/A |  |  |  | neptronic_evcbseries | NEPTRONIC-EVCBSERIES
631 | Building Management System | VAV-211 | VAV-211 | Neptronic | EVCB SERIES | Standard | Serial | VAVCTR | 1 | 1A42 |  |  | Active | Yes | IN-BLR-ANANTA-VAV-211_1 | uuid://8fd0ff2e-29e8-4dd0-8db7-5e9d0c49ffc0 | {"asset":{"guid":"uuid://8fd0ff2e-29e8-4dd0-8db7-5e9d0c49ffc0","site":"in-blr-ananta","name":"vav-211"}} | Airmech | [5 empty] | BACnet MS/TP | 120211 | 11613 | [21 empty] | HLI-16 | Proxied Device | Good | Airmech | 10 | N/A |  |  |  | neptronic_evcbseries | NEPTRONIC-EVCBSERIES
632 | Building Management System | VAV-212 | VAV-212 | Neptronic | EVCB SERIES | Standard | Serial | VAVCTR | 1 | 1A43 |  |  | Active | Yes | IN-BLR-ANANTA-VAV-212_1 | uuid://fdb3efd1-8092-4297-a7ed-c57d82b98403 | {"asset":{"guid":"uuid://fdb3efd1-8092-4297-a7ed-c57d82b98403","site":"in-blr-ananta","name":"vav-212"}} | Airmech | [5 empty] | BACnet MS/TP | 120212 | 11613 | [21 empty] | HLI-16 | Proxied Device | Good | Airmech | 10 | N/A |  |  |  | neptronic_evcbseries | NEPTRONIC-EVCBSERIES
633 | Building Management System | VAV-213 | VAV-213 | Neptronic | EVCB SERIES | Standard | Serial | VAVCTR | 1 | GI48 |  |  | Active | Yes | IN-BLR-ANANTA-VAV-213_1 | uuid://7eb4054d-70ff-412d-82cb-04fb5d6f762a | {"asset":{"guid":"uuid://7eb4054d-70ff-412d-82cb-04fb5d6f762a","site":"in-blr-ananta","name":"vav-213"}} | Airmech | [5 empty] | BACnet MS/TP | 120213 | 11613 | [21 empty] | HLI-16 | Proxied Device | Good | Airmech | 10 | N/A |  |  |  | neptronic_evcbseries | NEPTRONIC-EVCBSERIES
634 | Building Management System | VAV-214 | VAV-214 | Neptronic | EVCB SERIES | Standard | Serial | VAVCTR | 1 | GI48 |  |  | Active | Yes | IN-BLR-ANANTA-VAV-214_1 | uuid://8e010289-6f7b-4564-ae9e-e06dba90ae9c | {"asset":{"guid":"uuid://8e010289-6f7b-4564-ae9e-e06dba90ae9c","site":"in-blr-ananta","name":"vav-214"}} | Airmech | [5 empty] | BACnet MS/TP | 120214 | 11613 | [21 empty] | HLI-16 | Proxied Device | Good | Airmech | 10 | N/A |  |  |  | neptronic_evcbseries | NEPTRONIC-EVCBSERIES
635 | Building Management System | VAV-215 | VAV-215 | Neptronic | EVCB SERIES | Standard | Serial | VAVCTR | 1 | GI48 |  |  | Active | Yes | IN-BLR-ANANTA-VAV-215_1 | uuid://7a579fd4-173c-45c0-a977-ecd65e891d3e | {"asset":{"guid":"uuid://7a579fd4-173c-45c0-a977-ecd65e891d3e","site":"in-blr-ananta","name":"vav-215"}} | Airmech | [5 empty] | BACnet MS/TP | 120215 | 11613 | [21 empty] | HLI-16 | Proxied Device | Good | Airmech | 10 | N/A |  |  |  | neptronic_evcbseries | NEPTRONIC-EVCBSERIES
636 | Building Management System | VAV-216 | VAV-216 | Neptronic | EVCB SERIES | Standard | Serial | VAVCTR | 2 | 263 |  |  | Active | Yes | IN-BLR-ANANTA-VAV-216_2 | uuid://2911438e-c64e-4067-9cb6-93c516833dbd | {"asset":{"guid":"uuid://2911438e-c64e-4067-9cb6-93c516833dbd","site":"in-blr-ananta","name":"vav-216"}} | Airmech | [5 empty] | BACnet MS/TP | 120216 | 11526 | [21 empty] | HLI-18 | Proxied Device | Good | Airmech | 10 | N/A |  |  |  | neptronic_evcbseries | NEPTRONIC-EVCBSERIES
637 | Building Management System | VAV-217 | VAV-217 | Neptronic | EVCB SERIES | Standard | Serial | VAVCTR | 2 | 2C145 |  |  | Active | Yes | IN-BLR-ANANTA-VAV-217_2 | uuid://f411b978-a5ef-4cf2-9edd-b18ec7c278d1 | {"asset":{"guid":"uuid://f411b978-a5ef-4cf2-9edd-b18ec7c278d1","site":"in-blr-ananta","name":"vav-217"}} | Airmech | [5 empty] | BACnet MS/TP | 120217 | 11526 | [21 empty] | HLI-18 | Proxied Device | Good | Airmech | 10 | N/A |  |  |  | neptronic_evcbseries | NEPTRONIC-EVCBSERIES
638 | Building Management System | VAV-218 | VAV-218 | Neptronic | EVCB SERIES | Standard | Serial | VAVCTR | 2 | 2C123 |  |  | Active | Yes | IN-BLR-ANANTA-VAV-218_2 | uuid://780b8c8e-8896-47d0-97e2-a07fad4e68e2 | {"asset":{"guid":"uuid://780b8c8e-8896-47d0-97e2-a07fad4e68e2","site":"in-blr-ananta","name":"vav-218"}} | Airmech | [5 empty] | BACnet MS/TP | 120218 | 11544 | [21 empty] | DDC-18 | Proxied Device | Good | Airmech | 10 | N/A |  |  |  | neptronic_evcbseries | NEPTRONIC-EVCBSERIES
639 | Building Management System | VAV-219 | VAV-219 | Neptronic | EVCB SERIES | Standard | Serial | VAVCTR | 2 | 2C126 |  |  | Active | Yes | IN-BLR-ANANTA-VAV-219_2 | uuid://e52deead-29dc-4b50-9270-4dea050bbfc1 | {"asset":{"guid":"uuid://e52deead-29dc-4b50-9270-4dea050bbfc1","site":"in-blr-ananta","name":"vav-219"}} | Airmech | [5 empty] | BACnet MS/TP | 120219 | 11544 | [21 empty] | DDC-18 | Proxied Device | Good | Airmech | 10 | N/A |  |  |  | neptronic_evcbseries | NEPTRONIC-EVCBSERIES
640 | Building Management System | VAV-220 | VAV-220 | Neptronic | EVCB SERIES | Standard | Serial | VAVCTR | 2 | 2C17 |  |  | Active | Yes | IN-BLR-ANANTA-VAV-220_2 | uuid://05aaf8d7-9ad2-4e34-b25b-a7cbc80d9f30 | {"asset":{"guid":"uuid://05aaf8d7-9ad2-4e34-b25b-a7cbc80d9f30","site":"in-blr-ananta","name":"vav-220"}} | Airmech | [5 empty] | BACnet MS/TP | 120220 | 11526 | [21 empty] | HLI-18 | Proxied Device | Good | Airmech | 10 | N/A |  |  |  | neptronic_evcbseries | NEPTRONIC-EVCBSERIES
641 | Building Management System | VAV-221 | VAV-221 | Neptronic | EVCB SERIES | Standard | Serial | VAVCTR | 2 | 2C27 & 2C26 |  |  | Active | Yes | IN-BLR-ANANTA-VAV-221_2 | uuid://295aae2e-da2a-4360-9eb2-9aac6e39d2d2 | {"asset":{"guid":"uuid://295aae2e-da2a-4360-9eb2-9aac6e39d2d2","site":"in-blr-ananta","name":"vav-221"}} | Airmech | [5 empty] | BACnet MS/TP | 120221 | 11526 | [21 empty] | HLI-18 | Proxied Device | Good | Airmech | 10 | N/A |  |  |  | neptronic_evcbseries | NEPTRONIC-EVCBSERIES
642 | Building Management System | VAV-222 | VAV-222 | Neptronic | EVCB SERIES | Standard | Serial | VAVCTR | 2 | 2C36 |  |  | Active | Yes | IN-BLR-ANANTA-VAV-222_2 | uuid://fb45d3d7-a017-4eec-9977-d8c4638085ac | {"asset":{"guid":"uuid://fb45d3d7-a017-4eec-9977-d8c4638085ac","site":"in-blr-ananta","name":"vav-222"}} | Airmech | [5 empty] | BACnet MS/TP | 120222 | 11526 | [21 empty] | HLI-18 | Proxied Device | Good | Airmech | 10 | N/A |  |  |  | neptronic_evcbseries | NEPTRONIC-EVCBSERIES
643 | Building Management System | VAV-223 | VAV-223 | Neptronic | EVCB SERIES | Standard | Serial | VAVCTR | 2 | 2C39 & 2C38 |  |  | Active | Yes | IN-BLR-ANANTA-VAV-223_2 | uuid://63909227-03a2-4522-8f78-07c8727a2cc0 | {"asset":{"guid":"uuid://63909227-03a2-4522-8f78-07c8727a2cc0","site":"in-blr-ananta","name":"vav-223"}} | Airmech | [5 empty] | BACnet MS/TP | 120223 | 11526 | [21 empty] | HLI-18 | Proxied Device | Good | Airmech | 10 | N/A |  |  |  | neptronic_evcbseries | NEPTRONIC-EVCBSERIES
644 | Building Management System | VAV-224 | VAV-224 | Neptronic | EVCB SERIES | Standard | Serial | VAVCTR | 2 | 2C40 |  |  | Active | Yes | IN-BLR-ANANTA-VAV-224_2 | uuid://7cdd86ae-6e88-4d6a-aec8-ccc5abf452fd | {"asset":{"guid":"uuid://7cdd86ae-6e88-4d6a-aec8-ccc5abf452fd","site":"in-blr-ananta","name":"vav-224"}} | Airmech | [5 empty] | BACnet MS/TP | 120224 | 11526 | [21 empty] | HLI-18 | Proxied Device | Good | Airmech | 10 | N/A |  |  |  | neptronic_evcbseries | NEPTRONIC-EVCBSERIES
645 | Building Management System | VAV-225 | VAV-225 | Neptronic | EVCB SERIES | Standard | Serial | VAVCTR | 2 | 2C37 |  |  | Active | Yes | IN-BLR-ANANTA-VAV-225_2 | uuid://3b62f20e-89b7-4249-97a3-0086c93d43e8 | {"asset":{"guid":"uuid://3b62f20e-89b7-4249-97a3-0086c93d43e8","site":"in-blr-ananta","name":"vav-225"}} | Airmech | [5 empty] | BACnet MS/TP | 120225 | 11526 | [21 empty] | HLI-18 | Proxied Device | Good | Airmech | 10 | N/A |  |  |  | neptronic_evcbseries | NEPTRONIC-EVCBSERIES
646 | Building Management System | VAV-226 | VAV-226 | Neptronic | EVCB SERIES | Standard | Serial | VAVCTR | 2 | 2C174 |  |  | Active | Yes | IN-BLR-ANANTA-VAV-226_2 | uuid://9cfa172c-a628-4db5-a271-1fc89dea5082 | {"asset":{"guid":"uuid://9cfa172c-a628-4db5-a271-1fc89dea5082","site":"in-blr-ananta","name":"vav-226"}} | Airmech | [5 empty] | BACnet MS/TP | 120226 | 11526 | [21 empty] | HLI-18 | Proxied Device | Good | Airmech | 10 | N/A |  |  |  | neptronic_evcbseries | NEPTRONIC-EVCBSERIES
647 | Building Management System | VAV-227 | VAV-227 | Neptronic | EVCB SERIES | Standard | Serial | VAVCTR | 2 | 2C192 |  |  | Active | Yes | IN-BLR-ANANTA-VAV-227_2 | uuid://4046a8b1-4f4d-403e-8c66-73fe3e029b3f | {"asset":{"guid":"uuid://4046a8b1-4f4d-403e-8c66-73fe3e029b3f","site":"in-blr-ananta","name":"vav-227"}} | Airmech | [5 empty] | BACnet MS/TP | 120227 | 11526 | [21 empty] | HLI-18 | Proxied Device | Good | Airmech | 10 | N/A |  |  |  | neptronic_evcbseries | NEPTRONIC-EVCBSERIES
648 | Building Management System | VAV-228 | VAV-228 | Neptronic | EVCB SERIES | Standard | Serial | VAVCTR | 2 | 2C190 |  |  | Active | Yes | IN-BLR-ANANTA-VAV-228_2 | uuid://e6ab5a7e-2b07-4e35-97c4-36af035233a9 | {"asset":{"guid":"uuid://e6ab5a7e-2b07-4e35-97c4-36af035233a9","site":"in-blr-ananta","name":"vav-228"}} | Airmech | [5 empty] | BACnet MS/TP | 120228 | 11526 | [21 empty] | HLI-18 | Proxied Device | Good | Airmech | 10 | N/A |  |  |  | neptronic_evcbseries | NEPTRONIC-EVCBSERIES
649 | Building Management System | VAV-229 | VAV-229 | Neptronic | EVCB SERIES | Standard | Serial | VAVCTR | 2 | 2C194 |  |  | Active | Yes | IN-BLR-ANANTA-VAV-229_2 | uuid://58b2b27c-c658-4bfb-b52e-3f1dae3a42c3 | {"asset":{"guid":"uuid://58b2b27c-c658-4bfb-b52e-3f1dae3a42c3","site":"in-blr-ananta","name":"vav-229"}} | Airmech | [5 empty] | BACnet MS/TP | 120229 | 11526 | [21 empty] | HLI-18 | Proxied Device | Good | Airmech | 10 | N/A |  |  |  | neptronic_evcbseries | NEPTRONIC-EVCBSERIES
650 | Building Management System | VAV-230 | VAV-230 | Neptronic | EVCB SERIES | Standard | Serial | VAVCTR | 2 | 2C43 & 2C44 |  |  | Active | Yes | IN-BLR-ANANTA-VAV-230_2 | uuid://8b3067ec-bbe6-4d4d-a1b5-8dc5b2597e39 | {"asset":{"guid":"uuid://8b3067ec-bbe6-4d4d-a1b5-8dc5b2597e39","site":"in-blr-ananta","name":"vav-230"}} | Airmech | [5 empty] | BACnet MS/TP | 120230 | 11526 | [21 empty] | HLI-18 | Proxied Device | Good | Airmech | 10 | N/A |  |  |  | neptronic_evcbseries | NEPTRONIC-EVCBSERIES
651 | Building Management System | VAV-231 | VAV-231 | Neptronic | EVCB SERIES | Standard | Serial | VAVCTR | 2 | 2C42 & 2C41 |  |  | Active | Yes | IN-BLR-ANANTA-VAV-231_2 | uuid://0a091120-cc7f-4689-801c-fe4230acfd8a | {"asset":{"guid":"uuid://0a091120-cc7f-4689-801c-fe4230acfd8a","site":"in-blr-ananta","name":"vav-231"}} | Airmech | [5 empty] | BACnet MS/TP | 120231 | 11526 | [21 empty] | HLI-18 | Proxied Device | Good | Airmech | 10 | N/A |  |  |  | neptronic_evcbseries | NEPTRONIC-EVCBSERIES
652 | Building Management System | VAV-232 | VAV-232 | Neptronic | EVCB SERIES | Standard | Serial | VAVCTR | 2 | 2C197 |  |  | Active | Yes | IN-BLR-ANANTA-VAV-232_2 | uuid://a6a3a487-55b6-4330-b174-e74c300f4420 | {"asset":{"guid":"uuid://a6a3a487-55b6-4330-b174-e74c300f4420","site":"in-blr-ananta","name":"vav-232"}} | Airmech | [5 empty] | BACnet MS/TP | 120232 | 11526 | [21 empty] | HLI-18 | Proxied Device | Good | Airmech | 10 | N/A |  |  |  | neptronic_evcbseries | NEPTRONIC-EVCBSERIES
653 | Building Management System | VAV-233 | VAV-233 | Neptronic | EVCB SERIES | Standard | Serial | VAVCTR | 2 | Coffee Corner |  |  | Active | Yes | IN-BLR-ANANTA-VAV-233_2 | uuid://d85f58b7-b412-4e7c-9cd9-a477687e1f4b | {"asset":{"guid":"uuid://d85f58b7-b412-4e7c-9cd9-a477687e1f4b","site":"in-blr-ananta","name":"vav-233"}} | Airmech | [5 empty] | BACnet MS/TP | 120233 | 11526 | [21 empty] | HLI-18 | Proxied Device | Good | Airmech | 10 | N/A |  |  |  | neptronic_evcbseries | NEPTRONIC-EVCBSERIES
654 | Building Management System | VAV-234 | VAV-234 | Neptronic | EVCB SERIES | Standard | Serial | VAVCTR | 2 | Electrical Room |  |  | Active | Yes | IN-BLR-ANANTA-VAV-234_2 | uuid://5b4eff37-9f3d-4138-8575-b0f23b741d7f | {"asset":{"guid":"uuid://5b4eff37-9f3d-4138-8575-b0f23b741d7f","site":"in-blr-ananta","name":"vav-234"}} | Airmech | [5 empty] | BACnet MS/TP | 120234 | 11544 | [21 empty] | DDC-18 | Proxied Device | Good | Airmech | 10 | N/A |  |  |  | neptronic_evcbseries | NEPTRONIC-EVCBSERIES
655 | Building Management System | VAV-235 | VAV-235 | Neptronic | EVCB SERIES | Standard | Serial | VAVCTR | 2 | 2C29& 2C30 |  |  | Active | Yes | IN-BLR-ANANTA-VAV-235_2 | uuid://a1589db8-2c88-417c-8c3d-48c5ebbc01be | {"asset":{"guid":"uuid://a1589db8-2c88-417c-8c3d-48c5ebbc01be","site":"in-blr-ananta","name":"vav-235"}} | Airmech | [5 empty] | BACnet MS/TP | 120235 | 11544 | [21 empty] | DDC-18 | Proxied Device | Good | Airmech | 10 | N/A |  |  |  | neptronic_evcbseries | NEPTRONIC-EVCBSERIES
656 | Building Management System | VAV-236 | VAV-236 | Neptronic | EVCB SERIES | Standard | Serial | VAVCTR | 2 | 2C28 |  |  | Active | Yes | IN-BLR-ANANTA-VAV-236_2 | uuid://1b830620-5788-435d-aad0-7850747196dd | {"asset":{"guid":"uuid://1b830620-5788-435d-aad0-7850747196dd","site":"in-blr-ananta","name":"vav-236"}} | Airmech | [5 empty] | BACnet MS/TP | 120236 | 11544 | [21 empty] | DDC-18 | Proxied Device | Good | Airmech | 10 | N/A |  |  |  | neptronic_evcbseries | NEPTRONIC-EVCBSERIES
657 | Building Management System | VAV-237 | VAV-237 | Neptronic | EVCB SERIES | Standard | Serial | VAVCTR | 2 | Caredoor Glass Area |  |  | Active | Yes | IN-BLR-ANANTA-VAV-237_2 | uuid://877fbc9a-19e2-472d-8c1a-fd36248e63b6 | {"asset":{"guid":"uuid://877fbc9a-19e2-472d-8c1a-fd36248e63b6","site":"in-blr-ananta","name":"vav-237"}} | Airmech | [5 empty] | BACnet MS/TP | 120237 | 11544 | [21 empty] | DDC-18 | Proxied Device | Good | Airmech | 10 | N/A |  |  |  | neptronic_evcbseries | NEPTRONIC-EVCBSERIES
658 | Building Management System | VAV-238 | VAV-238 | Neptronic | EVCB SERIES | Standard | Serial | VAVCTR | 2 | 2C17 |  |  | Active | Yes | IN-BLR-ANANTA-VAV-238_2 | uuid://2bc911e1-83f8-4fe3-bc72-3931ba5f1fdd | {"asset":{"guid":"uuid://2bc911e1-83f8-4fe3-bc72-3931ba5f1fdd","site":"in-blr-ananta","name":"vav-238"}} | Airmech | [5 empty] | BACnet MS/TP | 120238 | 11544 | [21 empty] | DDC-18 | Proxied Device | Good | Airmech | 10 | N/A |  |  |  | neptronic_evcbseries | NEPTRONIC-EVCBSERIES
659 | Building Management System | VAV-239 | VAV-239 | Neptronic | EVCB SERIES | Standard | Serial | VAVCTR | 2 | 2C16 |  |  | Active | Yes | IN-BLR-ANANTA-VAV-239_2 | uuid://d0848f41-d902-447f-a100-cf1da19de898 | {"asset":{"guid":"uuid://d0848f41-d902-447f-a100-cf1da19de898","site":"in-blr-ananta","name":"vav-239"}} | Airmech | [5 empty] | BACnet MS/TP | 120239 | 11544 | [21 empty] | DDC-18 | Proxied Device | Good | Airmech | 10 | N/A |  |  |  | neptronic_evcbseries | NEPTRONIC-EVCBSERIES
660 | Building Management System | VAV-240 | VAV-240 | Neptronic | EVCB SERIES | Standard | Serial | VAVCTR | 2 | Near by Electrical DB |  |  | Active | Yes | IN-BLR-ANANTA-VAV-240_2 | uuid://2d2cae35-83d6-4df8-8601-5f40f757bc75 | {"asset":{"guid":"uuid://2d2cae35-83d6-4df8-8601-5f40f757bc75","site":"in-blr-ananta","name":"vav-240"}} | Airmech | [5 empty] | BACnet MS/TP | 120240 | 11544 | [21 empty] | DDC-18 | Proxied Device | Good | Airmech | 10 | N/A |  |  |  | neptronic_evcbseries | NEPTRONIC-EVCBSERIES
661 | Building Management System | VAV-241 | VAV-241 | Neptronic | EVCB SERIES | Standard | Serial | VAVCTR | 2 | 2C18 |  |  | Active | Yes | IN-BLR-ANANTA-VAV-241_2 | uuid://ba41c116-21ce-4031-aa61-f8339dcd40c8 | {"asset":{"guid":"uuid://ba41c116-21ce-4031-aa61-f8339dcd40c8","site":"in-blr-ananta","name":"vav-241"}} | Airmech | [5 empty] | BACnet MS/TP | 120241 | 11544 | [21 empty] | DDC-18 | Proxied Device | Good | Airmech | 10 | N/A |  |  |  | neptronic_evcbseries | NEPTRONIC-EVCBSERIES
662 | Building Management System | VAV-242 | VAV-242 | Neptronic | EVCB SERIES | Standard | Serial | VAVCTR | 2 | 2C14 |  |  | Active | Yes | IN-BLR-ANANTA-VAV-242_2 | uuid://c22124ab-85a1-42c7-beeb-13c15681583c | {"asset":{"guid":"uuid://c22124ab-85a1-42c7-beeb-13c15681583c","site":"in-blr-ananta","name":"vav-242"}} | Airmech | [5 empty] | BACnet MS/TP | 120242 | 11544 | [21 empty] | DDC-18 | Proxied Device | Good | Airmech | 10 | N/A |  |  |  | neptronic_evcbseries | NEPTRONIC-EVCBSERIES
663 | Building Management System | VAV-243 | VAV-243 | Neptronic | EVCB SERIES | Standard | Serial | VAVCTR | 2 | 2C12 |  |  | Active | Yes | IN-BLR-ANANTA-VAV-243_2 | uuid://b78d4210-c34c-42fe-890c-871163e5e5bd | {"asset":{"guid":"uuid://b78d4210-c34c-42fe-890c-871163e5e5bd","site":"in-blr-ananta","name":"vav-243"}} | Airmech | [5 empty] | BACnet MS/TP | 120243 | 11544 | [21 empty] | DDC-18 | Proxied Device | Good | Airmech | 10 | N/A |  |  |  | neptronic_evcbseries | NEPTRONIC-EVCBSERIES
664 | Building Management System | VAV-244 | VAV-244 | Neptronic | EVCB SERIES | Standard | Serial | VAVCTR | 2 | 2C13 |  |  | Active | Yes | IN-BLR-ANANTA-VAV-244_2 | uuid://994a33d2-59ed-4532-96bf-736b68bcfa76 | {"asset":{"guid":"uuid://994a33d2-59ed-4532-96bf-736b68bcfa76","site":"in-blr-ananta","name":"vav-244"}} | Airmech | [5 empty] | BACnet MS/TP | 120244 | 11544 | [21 empty] | DDC-18 | Proxied Device | Good | Airmech | 10 | N/A |  |  |  | neptronic_evcbseries | NEPTRONIC-EVCBSERIES
665 | Building Management System | VAV-245 | VAV-245 | Neptronic | EVCB SERIES | Standard | Serial | VAVCTR | 2 | 2C15 |  |  | Active | Yes | IN-BLR-ANANTA-VAV-245_2 | uuid://bd246068-e2fa-4fc8-9114-dcb7bce25502 | {"asset":{"guid":"uuid://bd246068-e2fa-4fc8-9114-dcb7bce25502","site":"in-blr-ananta","name":"vav-245"}} | Airmech | [5 empty] | BACnet MS/TP | 120245 | 11544 | [21 empty] | DDC-18 | Proxied Device | Good | Airmech | 10 | N/A |  |  |  | neptronic_evcbseries | NEPTRONIC-EVCBSERIES
666 | Building Management System | VAV-246 | VAV-246 | Neptronic | EVCB SERIES | Standard | Serial | VAVCTR | 2 | 2C25 & 2C24 |  |  | Active | Yes | IN-BLR-ANANTA-VAV-246_2 | uuid://b6b81e84-b8d5-46d8-ac64-f8850b6d4710 | {"asset":{"guid":"uuid://b6b81e84-b8d5-46d8-ac64-f8850b6d4710","site":"in-blr-ananta","name":"vav-246"}} | Airmech | [5 empty] | BACnet MS/TP | 120246 | 11544 | [21 empty] | DDC-18 | Proxied Device | Good | Airmech | 10 | N/A |  |  |  | neptronic_evcbseries | NEPTRONIC-EVCBSERIES
667 | Building Management System | VAV-247 | VAV-247 | Neptronic | EVCB SERIES | Standard | Serial | VAVCTR | 2 | 2C21 |  |  | Active | Yes | IN-BLR-ANANTA-VAV-247_2 | uuid://236bb7ba-63cc-4407-bb35-35fb0c69cafe | {"asset":{"guid":"uuid://236bb7ba-63cc-4407-bb35-35fb0c69cafe","site":"in-blr-ananta","name":"vav-247"}} | Airmech | [5 empty] | BACnet MS/TP | 120247 | 11544 | [21 empty] | DDC-18 | Proxied Device | Good | Airmech | 10 | N/A |  |  |  | neptronic_evcbseries | NEPTRONIC-EVCBSERIES
668 | Building Management System | VAV-248 | VAV-248 | Neptronic | EVCB SERIES | Standard | Serial | VAVCTR | 2 | 2C20& 2C19 |  |  | Active | Yes | IN-BLR-ANANTA-VAV-248_2 | uuid://41339396-b91b-4258-bcc8-46348b6e9e40 | {"asset":{"guid":"uuid://41339396-b91b-4258-bcc8-46348b6e9e40","site":"in-blr-ananta","name":"vav-248"}} | Airmech | [5 empty] | BACnet MS/TP | 120248 | 11544 | [21 empty] | DDC-18 | Proxied Device | Good | Airmech | 10 | N/A |  |  |  | neptronic_evcbseries | NEPTRONIC-EVCBSERIES
669 | Building Management System | VAV-249 | VAV-249 | Neptronic | EVCB SERIES | Standard | Serial | VAVCTR | 2 | 2C23 & 2C22 |  |  | Active | Yes | IN-BLR-ANANTA-VAV-249_2 | uuid://04a4da25-9d4d-4780-87a8-7048e828656d | {"asset":{"guid":"uuid://04a4da25-9d4d-4780-87a8-7048e828656d","site":"in-blr-ananta","name":"vav-249"}} | Airmech | [5 empty] | BACnet MS/TP | 120249 | 11544 | [21 empty] | DDC-18 | Proxied Device | Good | Airmech | 10 | N/A |  |  |  | neptronic_evcbseries | NEPTRONIC-EVCBSERIES
670 | Building Management System | VAV-250 | VAV-250 | Neptronic | EVCB SERIES | Standard | Serial | VAVCTR | 2 | 2C32 & 2C31 |  |  | Active | Yes | IN-BLR-ANANTA-VAV-250_2 | uuid://6bb1e8c7-5fb8-4e92-88eb-816b8b51bbda | {"asset":{"guid":"uuid://6bb1e8c7-5fb8-4e92-88eb-816b8b51bbda","site":"in-blr-ananta","name":"vav-250"}} | Airmech | [5 empty] | BACnet MS/TP | 120250 | 11544 | [21 empty] | DDC-18 | Proxied Device | Good | Airmech | 10 | N/A |  |  |  | neptronic_evcbseries | NEPTRONIC-EVCBSERIES
671 | Building Management System | VAV-251 | VAV-251 | Neptronic | EVCB SERIES | Standard | Serial | VAVCTR | 2 | 2C222 |  |  | Active | Yes | IN-BLR-ANANTA-VAV-251_2 | uuid://d71ea298-5728-42a8-88cf-04255c79d683 | {"asset":{"guid":"uuid://d71ea298-5728-42a8-88cf-04255c79d683","site":"in-blr-ananta","name":"vav-251"}} | Airmech | [5 empty] | BACnet MS/TP | 120251 | 11544 | [21 empty] | DDC-18 | Proxied Device | Good | Airmech | 10 | N/A |  |  |  | neptronic_evcbseries | NEPTRONIC-EVCBSERIES
672 | Building Management System | VAV-252 | VAV-252 | Neptronic | EVCB SERIES | Standard | Serial | VAVCTR | 2 | 2C079 |  |  | Active | Yes | IN-BLR-ANANTA-VAV-252_2 | uuid://ada5158f-473c-4878-ac6e-2ad66cf4567d | {"asset":{"guid":"uuid://ada5158f-473c-4878-ac6e-2ad66cf4567d","site":"in-blr-ananta","name":"vav-252"}} | Airmech | [5 empty] | BACnet MS/TP | 120252 | 11537 | [21 empty] | HLI-19 | Proxied Device | Good | Airmech | 10 | N/A |  |  |  | neptronic_evcbseries | NEPTRONIC-EVCBSERIES
673 | Building Management System | VAV-253 | VAV-253 | Neptronic | EVCB SERIES | Standard | Serial | VAVCTR | 2 | 2C059 |  |  | Active | Yes | IN-BLR-ANANTA-VAV-253_2 | uuid://2d1fe1ee-eb36-4929-9734-e2f7f92e3d87 | {"asset":{"guid":"uuid://2d1fe1ee-eb36-4929-9734-e2f7f92e3d87","site":"in-blr-ananta","name":"vav-253"}} | Airmech | [5 empty] | BACnet MS/TP | 120253 | 11537 | [21 empty] | HLI-19 | Proxied Device | Good | Airmech | 10 | N/A |  |  |  | neptronic_evcbseries | NEPTRONIC-EVCBSERIES
674 | Building Management System | VAV-254 | VAV-254 | Neptronic | EVCB SERIES | Standard | Serial | VAVCTR | 2 | 2C11 |  |  | Active | Yes | IN-BLR-ANANTA-VAV-254_2 | uuid://be112a8f-0d13-4642-9ec4-f5a97c0690e6 | {"asset":{"guid":"uuid://be112a8f-0d13-4642-9ec4-f5a97c0690e6","site":"in-blr-ananta","name":"vav-254"}} | Airmech | [5 empty] | BACnet MS/TP | 120254 | 11537 | [21 empty] | HLI-19 | Proxied Device | Good | Airmech | 10 | N/A |  |  |  | neptronic_evcbseries | NEPTRONIC-EVCBSERIES
675 | Building Management System | VAV-255 | VAV-255 | Neptronic | EVCB SERIES | Standard | Serial | VAVCTR | 2 | 2C089 |  |  | Active | Yes | IN-BLR-ANANTA-VAV-255_2 | uuid://78f6574a-4cde-468d-aa71-092a9cbaef65 | {"asset":{"guid":"uuid://78f6574a-4cde-468d-aa71-092a9cbaef65","site":"in-blr-ananta","name":"vav-255"}} | Airmech | [5 empty] | BACnet MS/TP | 120255 | 11537 | [21 empty] | HLI-19 | Proxied Device | Good | Airmech | 10 | N/A |  |  |  | neptronic_evcbseries | NEPTRONIC-EVCBSERIES
676 | Building Management System | VAV-256 | VAV-256 | Neptronic | EVCB SERIES | Standard | Serial | VAVCTR | 2 | C242 |  |  | Active | Yes | IN-BLR-ANANTA-VAV-256_2 | uuid://84a3057c-3c4a-4ec7-a184-f38384bee59e | {"asset":{"guid":"uuid://84a3057c-3c4a-4ec7-a184-f38384bee59e","site":"in-blr-ananta","name":"vav-256"}} | Airmech | [5 empty] | BACnet MS/TP | 120256 | 11537 | [21 empty] | HLI-19 | Proxied Device | Good | Airmech | 10 | N/A |  |  |  | neptronic_evcbseries | NEPTRONIC-EVCBSERIES
677 | Building Management System | VAV-257 | VAV-257 | Neptronic | EVCB SERIES | Standard | Serial | VAVCTR | 2 | 2B1 |  |  | Active | Yes | IN-BLR-ANANTA-VAV-257_2 | uuid://29742bf7-ef6b-4e7b-a5ca-621b91b01177 | {"asset":{"guid":"uuid://29742bf7-ef6b-4e7b-a5ca-621b91b01177","site":"in-blr-ananta","name":"vav-257"}} | Airmech | [5 empty] | BACnet MS/TP | 120257 | 11537 | [21 empty] | HLI-19 | Proxied Device | Good | Airmech | 10 | N/A |  |  |  | neptronic_evcbseries | NEPTRONIC-EVCBSERIES
678 | Building Management System | VAV-258 | VAV-258 | Neptronic | EVCB SERIES | Standard | Serial | VAVCTR | 2 | 2C238 |  |  | Active | Yes | IN-BLR-ANANTA-VAV-258_2 | uuid://c1b82f58-de9f-43f3-a61b-b9b67491c79f | {"asset":{"guid":"uuid://c1b82f58-de9f-43f3-a61b-b9b67491c79f","site":"in-blr-ananta","name":"vav-258"}} | Airmech | [5 empty] | BACnet MS/TP | 120258 | 11537 | [21 empty] | HLI-19 | Proxied Device | Good | Airmech | 10 | N/A |  |  |  | neptronic_evcbseries | NEPTRONIC-EVCBSERIES
679 | Building Management System | VAV-259 | VAV-259 | Neptronic | EVCB SERIES | Standard | Serial | VAVCTR | 2 | 2B2 |  |  | Active | Yes | IN-BLR-ANANTA-VAV-259_2 | uuid://8ea15f49-8d55-459c-8237-50b7fda18048 | {"asset":{"guid":"uuid://8ea15f49-8d55-459c-8237-50b7fda18048","site":"in-blr-ananta","name":"vav-259"}} | Airmech | [5 empty] | BACnet MS/TP | 120259 | 11537 | [21 empty] | HLI-19 | Proxied Device | Good | Airmech | 10 | N/A |  |  |  | neptronic_evcbseries | NEPTRONIC-EVCBSERIES
680 | Building Management System | VAV-260 | VAV-260 | Neptronic | EVCB SERIES | Standard | Serial | VAVCTR | 2 | Life Lobby |  |  | Active | Yes | IN-BLR-ANANTA-VAV-260_2 | uuid://aa48691f-1c29-4377-80ef-0ac707dd9aaa | {"asset":{"guid":"uuid://aa48691f-1c29-4377-80ef-0ac707dd9aaa","site":"in-blr-ananta","name":"vav-260"}} | Airmech | [5 empty] | BACnet MS/TP | 120260 | 11537 | [21 empty] | HLI-19 | Proxied Device | Good | Airmech | 10 | N/A |  |  |  | neptronic_evcbseries | NEPTRONIC-EVCBSERIES
681 | Building Management System | VAV-261 | VAV-261 | Neptronic | EVCB SERIES | Standard | Serial | VAVCTR | 2 | 2B3 |  |  | Active | Yes | IN-BLR-ANANTA-VAV-261_2 | uuid://80d913dd-11d1-482c-9b20-5e017c2ee819 | {"asset":{"guid":"uuid://80d913dd-11d1-482c-9b20-5e017c2ee819","site":"in-blr-ananta","name":"vav-261"}} | Airmech | [5 empty] | BACnet MS/TP | 120261 | 11537 | [21 empty] | HLI-19 | Proxied Device | Good | Airmech | 10 | N/A |  |  |  | neptronic_evcbseries | NEPTRONIC-EVCBSERIES
682 | Building Management System | VAV-262 | VAV-262 | Neptronic | EVCB SERIES | Standard | Serial | VAVCTR | 2 | 2B25 |  |  | Active | Yes | IN-BLR-ANANTA-VAV-262_2 | uuid://7fb96250-31f8-4a7e-bf29-cafbfb04d951 | {"asset":{"guid":"uuid://7fb96250-31f8-4a7e-bf29-cafbfb04d951","site":"in-blr-ananta","name":"vav-262"}} | Airmech | [5 empty] | BACnet MS/TP | 120262 | 11537 | [21 empty] | HLI-19 | Proxied Device | Good | Airmech | 10 | N/A |  |  |  | neptronic_evcbseries | NEPTRONIC-EVCBSERIES
683 | Building Management System | VAV-263 | VAV-263 | Neptronic | EVCB SERIES | Standard | Serial | VAVCTR | 2 | Life Lobby |  |  | Active | Yes | IN-BLR-ANANTA-VAV-263_2 | uuid://6f977508-2947-4a6d-97b0-f61b07ac879f | {"asset":{"guid":"uuid://6f977508-2947-4a6d-97b0-f61b07ac879f","site":"in-blr-ananta","name":"vav-263"}} | Airmech | [5 empty] | BACnet MS/TP | 120263 | 11537 | [21 empty] | HLI-19 | Proxied Device | Good | Airmech | 10 | N/A |  |  |  | neptronic_evcbseries | NEPTRONIC-EVCBSERIES
684 | Building Management System | VAV-264 | VAV-264 | Neptronic | EVCB SERIES | Standard | Serial | VAVCTR | 2 | C237 |  |  | Active | Yes | IN-BLR-ANANTA-VAV-264_2 | uuid://39d5757e-2606-4141-ab6b-f892a2209858 | {"asset":{"guid":"uuid://39d5757e-2606-4141-ab6b-f892a2209858","site":"in-blr-ananta","name":"vav-264"}} | Airmech | [5 empty] | BACnet MS/TP | 120264 | 11537 | [21 empty] | HLI-19 | Proxied Device | Good | Airmech | 10 | N/A |  |  |  | neptronic_evcbseries | NEPTRONIC-EVCBSERIES
685 | Building Management System | VAV-265 | VAV-265 | Neptronic | EVCB SERIES | Standard | Serial | VAVCTR | 2 | FA - AHU Room |  |  | Active | Yes | IN-BLR-ANANTA-VAV-265_2 | uuid://0b2ea9b7-fccd-41d0-8292-50bd7c29020a | {"asset":{"guid":"uuid://0b2ea9b7-fccd-41d0-8292-50bd7c29020a","site":"in-blr-ananta","name":"vav-265"}} | Airmech | [5 empty] | BACnet MS/TP | 120265 | 11536 | [21 empty] | HLI-19 | Proxied Device | Good | Airmech | 10 | N/A |  |  |  | neptronic_evcbseries | NEPTRONIC-EVCBSERIES
686 | Building Management System | VAV-266 | VAV-266 | Neptronic | EVCB SERIES | Standard | Serial | VAVCTR | 2 | 261 |  |  | Active | Yes | IN-BLR-ANANTA-VAV-266_2 | uuid://c3ac231e-14cb-430f-9021-8b81bbf74fcd | {"asset":{"guid":"uuid://c3ac231e-14cb-430f-9021-8b81bbf74fcd","site":"in-blr-ananta","name":"vav-266"}} | Airmech | [5 empty] | BACnet MS/TP | 120266 | 11536 | [21 empty] | HLI-19 | Proxied Device | Good | Airmech | 10 | N/A |  |  |  | neptronic_evcbseries | NEPTRONIC-EVCBSERIES
687 | Building Management System | VAV-267 | VAV-267 | Neptronic | EVCB SERIES | Standard | Serial | VAVCTR | 2 | Micro Kitchen Area |  |  | Active | Yes | IN-BLR-ANANTA-VAV-267_2 | uuid://91a33e6b-b437-47cc-89a8-4cde822e6225 | {"asset":{"guid":"uuid://91a33e6b-b437-47cc-89a8-4cde822e6225","site":"in-blr-ananta","name":"vav-267"}} | Airmech | [5 empty] | BACnet MS/TP | 120267 | 11536 | [21 empty] | HLI-19 | Proxied Device | Good | Airmech | 10 | N/A |  |  |  | neptronic_evcbseries | NEPTRONIC-EVCBSERIES
688 | Building Management System | VAV-268 | VAV-268 | Neptronic | EVCB SERIES | Standard | Serial | VAVCTR | 2 | 2C005 |  |  | Active | Yes | IN-BLR-ANANTA-VAV-268_2 | uuid://739b6060-2b29-431e-bb97-ae95c564deb7 | {"asset":{"guid":"uuid://739b6060-2b29-431e-bb97-ae95c564deb7","site":"in-blr-ananta","name":"vav-268"}} | Airmech | [5 empty] | BACnet MS/TP | 120268 | 11536 | [21 empty] | HLI-19 | Proxied Device | Good | Airmech | 10 | N/A |  |  |  | neptronic_evcbseries | NEPTRONIC-EVCBSERIES
689 | Building Management System | VAV-269 | VAV-269 | Neptronic | EVCB SERIES | Standard | Serial | VAVCTR | 2 | 2C019 |  |  | Active | Yes | IN-BLR-ANANTA-VAV-269_2 | uuid://6546625a-4771-4ae9-a62e-99b68ff9947f | {"asset":{"guid":"uuid://6546625a-4771-4ae9-a62e-99b68ff9947f","site":"in-blr-ananta","name":"vav-269"}} | Airmech | [5 empty] | BACnet MS/TP | 120269 | 11536 | [21 empty] | HLI-19 | Proxied Device | Good | Airmech | 10 | N/A |  |  |  | neptronic_evcbseries | NEPTRONIC-EVCBSERIES
690 | Building Management System | VAV-270 | VAV-270 | Neptronic | EVCB SERIES | Standard | Serial | VAVCTR | 2 | 2C029 |  |  | Active | Yes | IN-BLR-ANANTA-VAV-270_2 | uuid://31574193-4551-4d72-80c2-71d0c7e31986 | {"asset":{"guid":"uuid://31574193-4551-4d72-80c2-71d0c7e31986","site":"in-blr-ananta","name":"vav-270"}} | Airmech | [5 empty] | BACnet MS/TP | 120270 | 11536 | [21 empty] | HLI-19 | Proxied Device | Good | Airmech | 10 | N/A |  |  |  | neptronic_evcbseries | NEPTRONIC-EVCBSERIES
691 | Building Management System | VAV-271 | VAV-271 | Neptronic | EVCB SERIES | Standard | Serial | VAVCTR | 2 | 2C033 |  |  | Active | Yes | IN-BLR-ANANTA-VAV-271_2 | uuid://eedde031-906d-4300-a8e6-51adaee580f3 | {"asset":{"guid":"uuid://eedde031-906d-4300-a8e6-51adaee580f3","site":"in-blr-ananta","name":"vav-271"}} | Airmech | [5 empty] | BACnet MS/TP | 120271 | 11536 | [21 empty] | HLI-19 | Proxied Device | Good | Airmech | 10 | N/A |  |  |  | neptronic_evcbseries | NEPTRONIC-EVCBSERIES
692 | Building Management System | VAV-272 | VAV-272 | Neptronic | EVCB SERIES | Standard | Serial | VAVCTR | 2 | 2C3& 2C4 |  |  | Active | Yes | IN-BLR-ANANTA-VAV-272_2 | uuid://405bd479-e59b-4582-978c-be527260fa57 | {"asset":{"guid":"uuid://405bd479-e59b-4582-978c-be527260fa57","site":"in-blr-ananta","name":"vav-272"}} | Airmech | [5 empty] | BACnet MS/TP | 120272 | 11536 | [21 empty] | HLI-19 | Proxied Device | Good | Airmech | 10 | N/A |  |  |  | neptronic_evcbseries | NEPTRONIC-EVCBSERIES
693 | Building Management System | VAV-273 | VAV-273 | Neptronic | EVCB SERIES | Standard | Serial | VAVCTR | 2 | 2C5 |  |  | Active | Yes | IN-BLR-ANANTA-VAV-273_2 | uuid://308e7cb9-b8ca-4946-bd41-db87faedcabf | {"asset":{"guid":"uuid://308e7cb9-b8ca-4946-bd41-db87faedcabf","site":"in-blr-ananta","name":"vav-273"}} | Airmech | [5 empty] | BACnet MS/TP | 120273 | 11536 | [21 empty] | HLI-19 | Proxied Device | Good | Airmech | 10 | N/A |  |  |  | neptronic_evcbseries | NEPTRONIC-EVCBSERIES
694 | Building Management System | VAV-274 | VAV-274 | Neptronic | EVCB SERIES | Standard | Serial | VAVCTR | 2 | 2C7 |  |  | Active | Yes | IN-BLR-ANANTA-VAV-274_2 | uuid://bf1a72c2-2248-454e-b089-2161f03c6956 | {"asset":{"guid":"uuid://bf1a72c2-2248-454e-b089-2161f03c6956","site":"in-blr-ananta","name":"vav-274"}} | Airmech | [5 empty] | BACnet MS/TP | 120274 | 11536 | [21 empty] | HLI-19 | Proxied Device | Good | Airmech | 10 | N/A |  |  |  | neptronic_evcbseries | NEPTRONIC-EVCBSERIES
695 | Building Management System | VAV-275 | VAV-275 | Neptronic | EVCB SERIES | Standard | Serial | VAVCTR | 2 | 2C8 |  |  | Active | Yes | IN-BLR-ANANTA-VAV-275_2 | uuid://73464e0f-afd6-447d-b406-45309190c6f8 | {"asset":{"guid":"uuid://73464e0f-afd6-447d-b406-45309190c6f8","site":"in-blr-ananta","name":"vav-275"}} | Airmech | [5 empty] | BACnet MS/TP | 120275 | 11536 | [21 empty] | HLI-19 | Proxied Device | Good | Airmech | 10 | N/A |  |  |  | neptronic_evcbseries | NEPTRONIC-EVCBSERIES
696 | Building Management System | VAV-276 | VAV-276 | Neptronic | EVCB SERIES | Standard | Serial | VAVCTR | 2 | 2C6 |  |  | Active | Yes | IN-BLR-ANANTA-VAV-276_2 | uuid://22eae7a4-a32c-491a-8ac1-5dbbf63db7d8 | {"asset":{"guid":"uuid://22eae7a4-a32c-491a-8ac1-5dbbf63db7d8","site":"in-blr-ananta","name":"vav-276"}} | Airmech | [5 empty] | BACnet MS/TP | 120276 | 11536 | [21 empty] | HLI-19 | Proxied Device | Good | Airmech | 10 | N/A |  |  |  | neptronic_evcbseries | NEPTRONIC-EVCBSERIES
697 | Building Management System | VAV-277 | VAV-277 | Neptronic | EVCB SERIES | Standard | Serial | VAVCTR | 2 | 2B17 |  |  | Active | Yes | IN-BLR-ANANTA-VAV-277_2 | uuid://68214546-61ee-4fb1-bda5-73d3a944e5a7 | {"asset":{"guid":"uuid://68214546-61ee-4fb1-bda5-73d3a944e5a7","site":"in-blr-ananta","name":"vav-277"}} | Airmech | [5 empty] | BACnet MS/TP | 120277 | 11543 | [21 empty] | HLI-23 | Proxied Device | Good | Airmech | 10 | N/A |  |  |  | neptronic_evcbseries | NEPTRONIC-EVCBSERIES
698 | Building Management System | VAV-278 | VAV-278 | Neptronic | EVCB SERIES | Standard | Serial | VAVCTR | 2 | 2B151 |  |  | Active | Yes | IN-BLR-ANANTA-VAV-278_2 | uuid://f787a0fc-0572-4ab5-a524-8fb45c36569f | {"asset":{"guid":"uuid://f787a0fc-0572-4ab5-a524-8fb45c36569f","site":"in-blr-ananta","name":"vav-278"}} | Airmech | [5 empty] | BACnet MS/TP | 120278 | 11543 | [21 empty] | HLI-23 | Proxied Device | Good | Airmech | 10 | N/A |  |  |  | neptronic_evcbseries | NEPTRONIC-EVCBSERIES
699 | Building Management System | VAV-279 | VAV-279 | Neptronic | EVCB SERIES | Standard | Serial | VAVCTR | 2 | 2B149 |  |  | Active | Yes | IN-BLR-ANANTA-VAV-279_2 | uuid://62300e63-8351-45eb-9670-362047dd0b0d | {"asset":{"guid":"uuid://62300e63-8351-45eb-9670-362047dd0b0d","site":"in-blr-ananta","name":"vav-279"}} | Airmech | [5 empty] | BACnet MS/TP | 120279 | 11543 | [21 empty] | HLI-23 | Proxied Device | Good | Airmech | 10 | N/A |  |  |  | neptronic_evcbseries | NEPTRONIC-EVCBSERIES
700 | Building Management System | VAV-280 | VAV-280 | Neptronic | EVCB SERIES | Standard | Serial | VAVCTR | 2 | 2B108 |  |  | Active | Yes | IN-BLR-ANANTA-VAV-280_2 | uuid://1b2191fb-8844-4a7f-9283-0f65157ca2bd | {"asset":{"guid":"uuid://1b2191fb-8844-4a7f-9283-0f65157ca2bd","site":"in-blr-ananta","name":"vav-280"}} | Airmech | [5 empty] | BACnet MS/TP | 120280 | 11543 | [21 empty] | HLI-23 | Proxied Device | Good | Airmech | 10 | N/A |  |  |  | neptronic_evcbseries | NEPTRONIC-EVCBSERIES
701 | Building Management System | VAV-281 | VAV-281 | Neptronic | EVCB SERIES | Standard | Serial | VAVCTR | 2 | 2B083 |  |  | Active | Yes | IN-BLR-ANANTA-VAV-281_2 | uuid://1524c982-1f76-4b64-ab21-d2dd9913aaaf | {"asset":{"guid":"uuid://1524c982-1f76-4b64-ab21-d2dd9913aaaf","site":"in-blr-ananta","name":"vav-281"}} | Airmech | [5 empty] | BACnet MS/TP | 120281 | 11543 | [21 empty] | HLI-23 | Proxied Device | Good | Airmech | 10 | N/A |  |  |  | neptronic_evcbseries | NEPTRONIC-EVCBSERIES
702 | Building Management System | VAV-282 | VAV-282 | Neptronic | EVCB SERIES | Standard | Serial | VAVCTR | 2 | 2B16 |  |  | Active | Yes | IN-BLR-ANANTA-VAV-282_2 | uuid://de648035-79f3-4c66-a615-5e4c6e5b0d14 | {"asset":{"guid":"uuid://de648035-79f3-4c66-a615-5e4c6e5b0d14","site":"in-blr-ananta","name":"vav-282"}} | Airmech | [5 empty] | BACnet MS/TP | 120282 | 11543 | [21 empty] | HLI-23 | Proxied Device | Good | Airmech | 10 | N/A |  |  |  | neptronic_evcbseries | NEPTRONIC-EVCBSERIES
703 | Building Management System | VAV-283 | VAV-283 | Neptronic | EVCB SERIES | Standard | Serial | VAVCTR | 2 | 2B067 |  |  | Active | Yes | IN-BLR-ANANTA-VAV-283_2 | uuid://21e33e12-ab5e-411f-8647-b618ee82cf41 | {"asset":{"guid":"uuid://21e33e12-ab5e-411f-8647-b618ee82cf41","site":"in-blr-ananta","name":"vav-283"}} | Airmech | [5 empty] | BACnet MS/TP | 120283 | 11543 | [21 empty] | HLI-23 | Proxied Device | Good | Airmech | 10 | N/A |  |  |  | neptronic_evcbseries | NEPTRONIC-EVCBSERIES
704 | Building Management System | VAV-284 | VAV-284 | Neptronic | EVCB SERIES | Standard | Serial | VAVCTR | 2 | 2B15 |  |  | Active | Yes | IN-BLR-ANANTA-VAV-284_2 | uuid://436f18a2-3ccb-4fe7-a039-57fb3300f347 | {"asset":{"guid":"uuid://436f18a2-3ccb-4fe7-a039-57fb3300f347","site":"in-blr-ananta","name":"vav-284"}} | Airmech | [5 empty] | BACnet MS/TP | 120284 | 11543 | [21 empty] | HLI-23 | Proxied Device | Good | Airmech | 10 | N/A |  |  |  | neptronic_evcbseries | NEPTRONIC-EVCBSERIES
705 | Building Management System | VAV-285 | VAV-285 | Neptronic | EVCB SERIES | Standard | Serial | VAVCTR | 2 | 2B14 |  |  | Active | Yes | IN-BLR-ANANTA-VAV-285_2 | uuid://52d0eeaa-760b-4d83-bbf8-eb96fa8b3390 | {"asset":{"guid":"uuid://52d0eeaa-760b-4d83-bbf8-eb96fa8b3390","site":"in-blr-ananta","name":"vav-285"}} | Airmech | [5 empty] | BACnet MS/TP | 120285 | 11543 | [21 empty] | HLI-23 | Proxied Device | Good | Airmech | 10 | N/A |  |  |  | neptronic_evcbseries | NEPTRONIC-EVCBSERIES
706 | Building Management System | VAV-286 | VAV-286 | Neptronic | EVCB SERIES | Standard | Serial | VAVCTR | 2 | SB7 & SB8 |  |  | Active | Yes | IN-BLR-ANANTA-VAV-286_2 | uuid://19937bfe-bf22-4bf2-a975-8cec4afe0b61 | {"asset":{"guid":"uuid://19937bfe-bf22-4bf2-a975-8cec4afe0b61","site":"in-blr-ananta","name":"vav-286"}} | Airmech | [5 empty] | BACnet MS/TP | 120286 | 11543 | [21 empty] | HLI-23 | Proxied Device | Good | Airmech | 10 | N/A |  |  |  | neptronic_evcbseries | NEPTRONIC-EVCBSERIES
707 | Building Management System | VAV-287 | VAV-287 | Neptronic | EVCB SERIES | Standard | Serial | VAVCTR | 2 | 1B27 |  |  | Active | Yes | IN-BLR-ANANTA-VAV-287_2 | uuid://bf6a6c75-6392-41df-807e-6f22a1ff25bf | {"asset":{"guid":"uuid://bf6a6c75-6392-41df-807e-6f22a1ff25bf","site":"in-blr-ananta","name":"vav-287"}} | Airmech | [5 empty] | BACnet MS/TP | 120287 | 11542 | [21 empty] | HLI-23 | Proxied Device | Good | Airmech | 10 | N/A |  |  |  | neptronic_evcbseries | NEPTRONIC-EVCBSERIES
708 | Building Management System | VAV-288 | VAV-288 | Neptronic | EVCB SERIES | Standard | Serial | VAVCTR | 2 | 205 |  |  | Active | Yes | IN-BLR-ANANTA-VAV-288_2 | uuid://29ab865d-159d-4fe5-b347-2fcf61618889 | {"asset":{"guid":"uuid://29ab865d-159d-4fe5-b347-2fcf61618889","site":"in-blr-ananta","name":"vav-288"}} | Airmech | [5 empty] | BACnet MS/TP | 120288 | 11542 | [21 empty] | HLI-23 | Proxied Device | Good | Airmech | 10 | N/A |  |  |  | neptronic_evcbseries | NEPTRONIC-EVCBSERIES
709 | Building Management System | VAV-289 | VAV-289 | Neptronic | EVCB SERIES | Standard | Serial | VAVCTR | 2 | Life Lobby |  |  | Active | Yes | IN-BLR-ANANTA-VAV-289_2 | uuid://028b4acb-c1d8-414f-b501-b1a32b9ce591 | {"asset":{"guid":"uuid://028b4acb-c1d8-414f-b501-b1a32b9ce591","site":"in-blr-ananta","name":"vav-289"}} | Airmech | [5 empty] | BACnet MS/TP | 120289 | 11542 | [21 empty] | HLI-23 | Proxied Device | Good | Airmech | 10 | N/A |  |  |  | neptronic_evcbseries | NEPTRONIC-EVCBSERIES
710 | Building Management System | VAV-290 | VAV-290 | Neptronic | EVCB SERIES | Standard | Serial | VAVCTR | 2 | 2B4 |  |  | Active | Yes | IN-BLR-ANANTA-VAV-290_2 | uuid://779f7251-b3c4-4fec-aa6a-2c6a76a3257e | {"asset":{"guid":"uuid://779f7251-b3c4-4fec-aa6a-2c6a76a3257e","site":"in-blr-ananta","name":"vav-290"}} | Airmech | [5 empty] | BACnet MS/TP | 120290 | 11542 | [21 empty] | HLI-23 | Proxied Device | Good | Airmech | 10 | N/A |  |  |  | neptronic_evcbseries | NEPTRONIC-EVCBSERIES
711 | Building Management System | VAV-291 | VAV-291 | Neptronic | EVCB SERIES | Standard | Serial | VAVCTR | 2 | 2B5 & 2B6 |  |  | Active | Yes | IN-BLR-ANANTA-VAV-291_2 | uuid://1754b177-a8c3-4a2a-ba16-882557584b57 | {"asset":{"guid":"uuid://1754b177-a8c3-4a2a-ba16-882557584b57","site":"in-blr-ananta","name":"vav-291"}} | Airmech | [5 empty] | BACnet MS/TP | 120291 | 11542 | [21 empty] | HLI-23 | Proxied Device | Good | Airmech | 10 | N/A |  |  |  | neptronic_evcbseries | NEPTRONIC-EVCBSERIES
712 | Building Management System | VAV-292 | VAV-292 | Neptronic | EVCB SERIES | Standard | Serial | VAVCTR | 2 | 2B29 |  |  | Active | Yes | IN-BLR-ANANTA-VAV-292_2 | uuid://e8128aba-ad1b-42e2-af91-76196f7be09a | {"asset":{"guid":"uuid://e8128aba-ad1b-42e2-af91-76196f7be09a","site":"in-blr-ananta","name":"vav-292"}} | Airmech | [5 empty] | BACnet MS/TP | 120292 | 11542 | [21 empty] | HLI-23 | Proxied Device | Good | Airmech | 10 | N/A |  |  |  | neptronic_evcbseries | NEPTRONIC-EVCBSERIES
713 | Building Management System | VAV-293 | VAV-293 | Neptronic | EVCB SERIES | Standard | Serial | VAVCTR | 2 | 2B040 |  |  | Active | Yes | IN-BLR-ANANTA-VAV-293_2 | uuid://1226562a-23c0-4df0-bca0-f46d5edc7187 | {"asset":{"guid":"uuid://1226562a-23c0-4df0-bca0-f46d5edc7187","site":"in-blr-ananta","name":"vav-293"}} | Airmech | [5 empty] | BACnet MS/TP | 120293 | 11542 | [21 empty] | HLI-23 | Proxied Device | Good | Airmech | 10 | N/A |  |  |  | neptronic_evcbseries | NEPTRONIC-EVCBSERIES
714 | Building Management System | VAV-294 | VAV-294 | Neptronic | EVCB SERIES | Standard | Serial | VAVCTR | 2 | 2B045 |  |  | Active | Yes | IN-BLR-ANANTA-VAV-294_2 | uuid://ff0f0277-5a84-40d6-baf4-052bd732e85c | {"asset":{"guid":"uuid://ff0f0277-5a84-40d6-baf4-052bd732e85c","site":"in-blr-ananta","name":"vav-294"}} | Airmech | [5 empty] | BACnet MS/TP | 120294 | 11542 | [21 empty] | HLI-23 | Proxied Device | Good | Airmech | 10 | N/A |  |  |  | neptronic_evcbseries | NEPTRONIC-EVCBSERIES
715 | Building Management System | VAV-295 | VAV-295 | Neptronic | EVCB SERIES | Standard | Serial | VAVCTR | 2 | 2B9& 2B10 |  |  | Active | Yes | IN-BLR-ANANTA-VAV-295_2 | uuid://90e3f4a4-944e-4a93-96d6-09e9f69221ff | {"asset":{"guid":"uuid://90e3f4a4-944e-4a93-96d6-09e9f69221ff","site":"in-blr-ananta","name":"vav-295"}} | Airmech | [5 empty] | BACnet MS/TP | 120295 | 11542 | [21 empty] | HLI-23 | Proxied Device | Good | Airmech | 10 | N/A |  |  |  | neptronic_evcbseries | NEPTRONIC-EVCBSERIES
716 | Building Management System | VAV-296 | VAV-296 | Neptronic | EVCB SERIES | Standard | Serial | VAVCTR | 2 | 2B11 - Huddle Jigri |  |  | Active | Yes | IN-BLR-ANANTA-VAV-296_2 | uuid://b1b2bd79-8183-4124-a795-6b4f95b051c6 | {"asset":{"guid":"uuid://b1b2bd79-8183-4124-a795-6b4f95b051c6","site":"in-blr-ananta","name":"vav-296"}} | Airmech | [5 empty] | BACnet MS/TP | 120296 | 11542 | [21 empty] | HLI-23 | Proxied Device | Good | Airmech | 10 | N/A |  |  |  | neptronic_evcbseries | NEPTRONIC-EVCBSERIES
717 | Building Management System | VAV-297 | VAV-297 | Neptronic | EVCB SERIES | Standard | Serial | VAVCTR | 2 | 275 |  |  | Active | Yes | IN-BLR-ANANTA-VAV-297_2 | uuid://f50d0184-d0ee-465f-9e41-772982ccf9e2 | {"asset":{"guid":"uuid://f50d0184-d0ee-465f-9e41-772982ccf9e2","site":"in-blr-ananta","name":"vav-297"}} | Airmech | [5 empty] | BACnet MS/TP | 120297 | 11524 | [21 empty] | HLI-21 | Proxied Device | Good | Airmech | 10 | N/A |  |  |  | neptronic_evcbseries | NEPTRONIC-EVCBSERIES
718 | Building Management System | VAV-298 | VAV-298 | Neptronic | EVCB SERIES | Standard | Serial | VAVCTR | 2 | 2D77 |  |  | Active | Yes | IN-BLR-ANANTA-VAV-298_2 | uuid://39d6ca32-697d-4bb8-b2c7-37e677c185a5 | {"asset":{"guid":"uuid://39d6ca32-697d-4bb8-b2c7-37e677c185a5","site":"in-blr-ananta","name":"vav-298"}} | Airmech | [5 empty] | BACnet MS/TP | 120298 | 11524 | [21 empty] | HLI-21 | Proxied Device | Good | Airmech | 10 | N/A |  |  |  | neptronic_evcbseries | NEPTRONIC-EVCBSERIES
719 | Building Management System | VAV-299 | VAV-299 | Neptronic | EVCB SERIES | Standard | Serial | VAVCTR | 2 | 2D172 |  |  | Active | Yes | IN-BLR-ANANTA-VAV-299_2 | uuid://ff46309e-709d-45e6-bb2a-163ae93cd87d | {"asset":{"guid":"uuid://ff46309e-709d-45e6-bb2a-163ae93cd87d","site":"in-blr-ananta","name":"vav-299"}} | Airmech | [5 empty] | BACnet MS/TP | 120299 | 11524 | [21 empty] | HLI-21 | Proxied Device | Good | Airmech | 10 | N/A |  |  |  | neptronic_evcbseries | NEPTRONIC-EVCBSERIES
720 | Building Management System | VAV-300 | VAV-300 | Neptronic | EVCB SERIES | Standard | Serial | VAVCTR | 2 | 2D174 |  |  | Active | Yes | IN-BLR-ANANTA-VAV-300_2 | uuid://d5e78361-e59d-4413-b703-7cedb47cd67e | {"asset":{"guid":"uuid://d5e78361-e59d-4413-b703-7cedb47cd67e","site":"in-blr-ananta","name":"vav-300"}} | Airmech | [5 empty] | BACnet MS/TP | 120300 | 11524 | [21 empty] | HLI-21 | Proxied Device | Good | Airmech | 10 | N/A |  |  |  | neptronic_evcbseries | NEPTRONIC-EVCBSERIES
721 | Building Management System | VAV-301 | VAV-301 | Neptronic | EVCB SERIES | Standard | Serial | VAVCTR | 2 | 2D39 |  |  | Active | Yes | IN-BLR-ANANTA-VAV-301_2 | uuid://6799fba2-2c47-4578-8553-e466e80a05f9 | {"asset":{"guid":"uuid://6799fba2-2c47-4578-8553-e466e80a05f9","site":"in-blr-ananta","name":"vav-301"}} | Airmech | [5 empty] | BACnet MS/TP | 120301 | 11524 | [21 empty] | HLI-21 | Proxied Device | Good | Airmech | 10 | N/A |  |  |  | neptronic_evcbseries | NEPTRONIC-EVCBSERIES
722 | Building Management System | VAV-302 | VAV-302 | Neptronic | EVCB SERIES | Standard | Serial | VAVCTR | 2 | 2D38 |  |  | Active | Yes | IN-BLR-ANANTA-VAV-302_2 | uuid://4f31d898-5ab8-4b8a-ba85-d996812008cb | {"asset":{"guid":"uuid://4f31d898-5ab8-4b8a-ba85-d996812008cb","site":"in-blr-ananta","name":"vav-302"}} | Airmech | [5 empty] | BACnet MS/TP | 120302 | 11524 | [21 empty] | HLI-21 | Proxied Device | Good | Airmech | 10 | N/A |  |  |  | neptronic_evcbseries | NEPTRONIC-EVCBSERIES
723 | Building Management System | VAV-303 | VAV-303 | Neptronic | EVCB SERIES | Standard | Serial | VAVCTR | 2 | 2D37 |  |  | Active | Yes | IN-BLR-ANANTA-VAV-303_2 | uuid://a4feb30d-5ce8-4b22-9369-ea202e633f04 | {"asset":{"guid":"uuid://a4feb30d-5ce8-4b22-9369-ea202e633f04","site":"in-blr-ananta","name":"vav-303"}} | Airmech | [5 empty] | BACnet MS/TP | 120303 | 11524 | [21 empty] | HLI-21 | Proxied Device | Good | Airmech | 10 | N/A |  |  |  | neptronic_evcbseries | NEPTRONIC-EVCBSERIES
724 | Building Management System | VAV-304 | VAV-304 | Neptronic | EVCB SERIES | Standard | Serial | VAVCTR | 2 | 2D35 |  |  | Active | Yes | IN-BLR-ANANTA-VAV-304_2 | uuid://2f681d40-e633-4b2e-b385-5cb761a01b03 | {"asset":{"guid":"uuid://2f681d40-e633-4b2e-b385-5cb761a01b03","site":"in-blr-ananta","name":"vav-304"}} | Airmech | [5 empty] | BACnet MS/TP | 120304 | 11524 | [21 empty] | HLI-21 | Proxied Device | Good | Airmech | 10 | N/A |  |  |  | neptronic_evcbseries | NEPTRONIC-EVCBSERIES
725 | Building Management System | VAV-305 | VAV-305 | Neptronic | EVCB SERIES | Standard | Serial | VAVCTR | 2 | 2D36 |  |  | Active | Yes | IN-BLR-ANANTA-VAV-305_2 | uuid://bdbecacb-640c-416a-90a6-a8bc5ee5124a | {"asset":{"guid":"uuid://bdbecacb-640c-416a-90a6-a8bc5ee5124a","site":"in-blr-ananta","name":"vav-305"}} | Airmech | [5 empty] | BACnet MS/TP | 120305 | 11524 | [21 empty] | HLI-21 | Proxied Device | Good | Airmech | 10 | N/A |  |  |  | neptronic_evcbseries | NEPTRONIC-EVCBSERIES
726 | Building Management System | VAV-306 | VAV-306 | Neptronic | EVCB SERIES | Standard | Serial | VAVCTR | 2 | 2D65 |  |  | Active | Yes | IN-BLR-ANANTA-VAV-306_2 | uuid://c23ea40b-470a-4dcc-839c-13e29f9aaaea | {"asset":{"guid":"uuid://c23ea40b-470a-4dcc-839c-13e29f9aaaea","site":"in-blr-ananta","name":"vav-306"}} | Airmech | [5 empty] | BACnet MS/TP |  | 11500 | [21 empty] | HLI-21 | Proxied Device | Good | Airmech | 10 | N/A |  |  |  | neptronic_evcbseries | NEPTRONIC-EVCBSERIES
727 | Building Management System | VAV-307 | VAV-307 | Neptronic | EVCB SERIES | Standard | Serial | VAVCTR | 2 | 2D64 |  |  | Active | Yes | IN-BLR-ANANTA-VAV-307_2 | uuid://3657414b-e6ea-443a-ae18-4ccf1189ba57 | {"asset":{"guid":"uuid://3657414b-e6ea-443a-ae18-4ccf1189ba57","site":"in-blr-ananta","name":"vav-307"}} | Airmech | [5 empty] | BACnet MS/TP | 120307 | 11524 | [21 empty] | HLI-21 | Proxied Device | Good | Airmech | 10 | N/A |  |  |  | neptronic_evcbseries | NEPTRONIC-EVCBSERIES
728 | Building Management System | VAV-308 | VAV-308 | Neptronic | EVCB SERIES | Standard | Serial | VAVCTR | 2 | 2D199 |  |  | Active | Yes | IN-BLR-ANANTA-VAV-308_2 | uuid://ea3ea115-e090-4b5b-9de6-4bb5804fa4a8 | {"asset":{"guid":"uuid://ea3ea115-e090-4b5b-9de6-4bb5804fa4a8","site":"in-blr-ananta","name":"vav-308"}} | Airmech | [5 empty] | BACnet MS/TP | 120308 | 11524 | [21 empty] | HLI-21 | Proxied Device | Good | Airmech | 10 | N/A |  |  |  | neptronic_evcbseries | NEPTRONIC-EVCBSERIES
729 | Building Management System | VAV-309 | VAV-309 | Neptronic | EVCB SERIES | Standard | Serial | VAVCTR | 2 | 2D42 & 2D43 |  |  | Active | Yes | IN-BLR-ANANTA-VAV-309_2 | uuid://a1325977-5164-46d2-89d7-ae648bbe6042 | {"asset":{"guid":"uuid://a1325977-5164-46d2-89d7-ae648bbe6042","site":"in-blr-ananta","name":"vav-309"}} | Airmech | [5 empty] | BACnet MS/TP | 120309 | 11524 | [21 empty] | HLI-21 | Proxied Device | Good | Airmech | 10 | N/A |  |  |  | neptronic_evcbseries | NEPTRONIC-EVCBSERIES
730 | Building Management System | VAV-310 | VAV-310 | Neptronic | EVCB SERIES | Standard | Serial | VAVCTR | 2 | 2D206 |  |  | Active | Yes | IN-BLR-ANANTA-VAV-310_2 | uuid://6a392ba1-535b-4d0e-b133-50d20147d153 | {"asset":{"guid":"uuid://6a392ba1-535b-4d0e-b133-50d20147d153","site":"in-blr-ananta","name":"vav-310"}} | Airmech | [5 empty] | BACnet MS/TP | 120310 | 11524 | [21 empty] | HLI-21 | Proxied Device | Good | Airmech | 10 | N/A |  |  |  | neptronic_evcbseries | NEPTRONIC-EVCBSERIES
731 | Building Management System | VAV-311 | VAV-311 | Neptronic | EVCB SERIES | Standard | Serial | VAVCTR | 2 | 2D44 |  |  | Active | Yes | IN-BLR-ANANTA-VAV-311_2 | uuid://3bc36d96-bd0c-46ce-a959-e6348907fd5f | {"asset":{"guid":"uuid://3bc36d96-bd0c-46ce-a959-e6348907fd5f","site":"in-blr-ananta","name":"vav-311"}} | Airmech | [5 empty] | BACnet MS/TP | 120311 | 11524 | [21 empty] | HLI-21 | Proxied Device | Good | Airmech | 10 | N/A |  |  |  | neptronic_evcbseries | NEPTRONIC-EVCBSERIES
732 | Building Management System | VAV-312 | VAV-312 | Neptronic | EVCB SERIES | Standard | Serial | VAVCTR | 2 | 2D222 |  |  | Active | Yes | IN-BLR-ANANTA-VAV-312_2 | uuid://63bd2f0f-d1ee-49e1-b286-941cea517971 | {"asset":{"guid":"uuid://63bd2f0f-d1ee-49e1-b286-941cea517971","site":"in-blr-ananta","name":"vav-312"}} | Airmech | [5 empty] | BACnet MS/TP | 120312 | 11524 | [21 empty] | HLI-21 | Proxied Device | Good | Airmech | 10 | N/A |  |  |  | neptronic_evcbseries | NEPTRONIC-EVCBSERIES
733 | Building Management System | VAV-313 | VAV-313 | Neptronic | EVCB SERIES | Standard | Serial | VAVCTR | 2 | 2D66 |  |  | Active | Yes | IN-BLR-ANANTA-VAV-313_2 | uuid://379f414f-437e-4e5f-a68b-e924f808414e | {"asset":{"guid":"uuid://379f414f-437e-4e5f-a68b-e924f808414e","site":"in-blr-ananta","name":"vav-313"}} | Airmech | [5 empty] | BACnet MS/TP | 120313 | 11524 | [21 empty] | HLI-21 | Proxied Device | Good | Airmech | 10 | N/A |  |  |  | neptronic_evcbseries | NEPTRONIC-EVCBSERIES
734 | Building Management System | VAV-314 | VAV-314 | Neptronic | EVCB SERIES | Standard | Serial | VAVCTR | 2 | 2D46 & 2D45 |  |  | Active | Yes | IN-BLR-ANANTA-VAV-314_2 | uuid://6ba15eec-24bc-4c5d-9882-d70e0bf38d2e | {"asset":{"guid":"uuid://6ba15eec-24bc-4c5d-9882-d70e0bf38d2e","site":"in-blr-ananta","name":"vav-314"}} | Airmech | [5 empty] | BACnet MS/TP | 120314 | 11524 | [21 empty] | HLI-21 | Proxied Device | Good | Airmech | 10 | N/A |  |  |  | neptronic_evcbseries | NEPTRONIC-EVCBSERIES
735 | Building Management System | VAV-315 | VAV-315 | Neptronic | EVCB SERIES | Standard | Serial | VAVCTR | 2 | 2D228 |  |  | Active | Yes | IN-BLR-ANANTA-VAV-315_2 | uuid://14e44f68-8a66-4a14-a93d-619ac6d76af7 | {"asset":{"guid":"uuid://14e44f68-8a66-4a14-a93d-619ac6d76af7","site":"in-blr-ananta","name":"vav-315"}} | Airmech | [5 empty] | BACnet MS/TP | 120315 | 11524 | [21 empty] | HLI-21 | Proxied Device | Good | Airmech | 10 | N/A |  |  |  | neptronic_evcbseries | NEPTRONIC-EVCBSERIES
736 | Building Management System | VAV-316 | VAV-316 | Neptronic | EVCB SERIES | Standard | Serial | VAVCTR | 2 | 282 |  |  | Active | Yes | IN-BLR-ANANTA-VAV-316_2 | uuid://a4c6288a-5247-42bd-a3fc-2548623ecfc9 | {"asset":{"guid":"uuid://a4c6288a-5247-42bd-a3fc-2548623ecfc9","site":"in-blr-ananta","name":"vav-316"}} | Airmech | [5 empty] | BACnet MS/TP | 120316 | 11500 | [21 empty] | HLI-21 | Proxied Device | Good | Airmech | 10 | N/A |  |  |  | neptronic_evcbseries | NEPTRONIC-EVCBSERIES
737 | Building Management System | VAV-317 | VAV-317 | Neptronic | EVCB SERIES | Standard | Serial | VAVCTR | 2 | 2D40 & 2D41 |  |  | Active | Yes | IN-BLR-ANANTA-VAV-317_2 | uuid://db05e8bb-ab45-42da-bbd5-cde1ec833ccd | {"asset":{"guid":"uuid://db05e8bb-ab45-42da-bbd5-cde1ec833ccd","site":"in-blr-ananta","name":"vav-317"}} | Airmech | [5 empty] | BACnet MS/TP | 120317 | 11500 | [21 empty] | HLI-21 | Proxied Device | Good | Airmech | 10 | N/A |  |  |  | neptronic_evcbseries | NEPTRONIC-EVCBSERIES
738 | Building Management System | VAV-318 | VAV-318 | Neptronic | EVCB SERIES | Standard | Serial | VAVCTR | 2 | 2D62 |  |  | Active | Yes | IN-BLR-ANANTA-VAV-318_2 | uuid://b94b3f95-c464-4b15-ab98-7948882c6a3b | {"asset":{"guid":"uuid://b94b3f95-c464-4b15-ab98-7948882c6a3b","site":"in-blr-ananta","name":"vav-318"}} | Airmech | [5 empty] | BACnet MS/TP | 120318 | 11500 | [21 empty] | HLI-21 | Proxied Device | Good | Airmech | 10 | N/A |  |  |  | neptronic_evcbseries | NEPTRONIC-EVCBSERIES
739 | Building Management System | VAV-319 | VAV-319 | Neptronic | EVCB SERIES | Standard | Serial | VAVCTR | 2 | 2D150 |  |  | Active | Yes | IN-BLR-ANANTA-VAV-319_2 | uuid://32637550-2f97-4ac8-9d50-2ec6fa571a9e | {"asset":{"guid":"uuid://32637550-2f97-4ac8-9d50-2ec6fa571a9e","site":"in-blr-ananta","name":"vav-319"}} | Airmech | [5 empty] | BACnet MS/TP | 120319 | 11500 | [21 empty] | HLI-21 | Proxied Device | Good | Airmech | 10 | N/A |  |  |  | neptronic_evcbseries | NEPTRONIC-EVCBSERIES
740 | Building Management System | VAV-320 | VAV-320 | Neptronic | EVCB SERIES | Standard | Serial | VAVCTR | 2 | 2D153 |  |  | Active | Yes | IN-BLR-ANANTA-VAV-320_2 | uuid://07735349-2920-4a54-86a2-d6f5886ded4a | {"asset":{"guid":"uuid://07735349-2920-4a54-86a2-d6f5886ded4a","site":"in-blr-ananta","name":"vav-320"}} | Airmech | [5 empty] | BACnet MS/TP | 120320 | 11500 | [21 empty] | HLI-21 | Proxied Device | Good | Airmech | 10 | N/A |  |  |  | neptronic_evcbseries | NEPTRONIC-EVCBSERIES
741 | Building Management System | VAV-321 | VAV-321 | Neptronic | EVCB SERIES | Standard | Serial | VAVCTR | 2 | 2D24 |  |  | Active | Yes | IN-BLR-ANANTA-VAV-321_2 | uuid://3d5d77d5-43a7-4883-9700-431cb20365be | {"asset":{"guid":"uuid://3d5d77d5-43a7-4883-9700-431cb20365be","site":"in-blr-ananta","name":"vav-321"}} | Airmech | [5 empty] | BACnet MS/TP | 120321 | 11500 | [21 empty] | HLI-21 | Proxied Device | Good | Airmech | 10 | N/A |  |  |  | neptronic_evcbseries | NEPTRONIC-EVCBSERIES
742 | Building Management System | VAV-322 | VAV-322 | Neptronic | EVCB SERIES | Standard | Serial | VAVCTR | 2 | 2D23 |  |  | Active | Yes | IN-BLR-ANANTA-VAV-322_2 | uuid://67b80dea-3b49-40b3-b426-8b75db036fc1 | {"asset":{"guid":"uuid://67b80dea-3b49-40b3-b426-8b75db036fc1","site":"in-blr-ananta","name":"vav-322"}} | Airmech | [5 empty] | BACnet MS/TP | 120322 | 11500 | [21 empty] | HLI-21 | Proxied Device | Good | Airmech | 10 | N/A |  |  |  | neptronic_evcbseries | NEPTRONIC-EVCBSERIES
743 | Building Management System | VAV-323 | VAV-323 | Neptronic | EVCB SERIES | Standard | Serial | VAVCTR | 2 | 2D22 |  |  | Active | Yes | IN-BLR-ANANTA-VAV-323_2 | uuid://12828c53-274a-4fde-b719-33597e82d0bb | {"asset":{"guid":"uuid://12828c53-274a-4fde-b719-33597e82d0bb","site":"in-blr-ananta","name":"vav-323"}} | Airmech | [5 empty] | BACnet MS/TP | 120323 | 11500 | [21 empty] | HLI-21 | Proxied Device | Good | Airmech | 10 | N/A |  |  |  | neptronic_evcbseries | NEPTRONIC-EVCBSERIES
744 | Building Management System | VAV-324 | VAV-324 | Neptronic | EVCB SERIES | Standard | Serial | VAVCTR | 2 | 2D61 |  |  | Active | Yes | IN-BLR-ANANTA-VAV-324_2 | uuid://97bd83fa-1d6c-4c69-8bae-54d3d75381b4 | {"asset":{"guid":"uuid://97bd83fa-1d6c-4c69-8bae-54d3d75381b4","site":"in-blr-ananta","name":"vav-324"}} | Airmech | [5 empty] | BACnet MS/TP | 120324 | 11500 | [21 empty] | HLI-21 | Proxied Device | Good | Airmech | 10 | N/A |  |  |  | neptronic_evcbseries | NEPTRONIC-EVCBSERIES
745 | Building Management System | VAV-325 | VAV-325 | Neptronic | EVCB SERIES | Standard | Serial | VAVCTR | 2 | 2D21 |  |  | Active | Yes | IN-BLR-ANANTA-VAV-325_2 | uuid://338972f1-d19c-4da2-8890-6e32a441e3eb | {"asset":{"guid":"uuid://338972f1-d19c-4da2-8890-6e32a441e3eb","site":"in-blr-ananta","name":"vav-325"}} | Airmech | [5 empty] | BACnet MS/TP | 120325 | 11500 | [21 empty] | HLI-21 | Proxied Device | Good | Airmech | 10 | N/A |  |  |  | neptronic_evcbseries | NEPTRONIC-EVCBSERIES
746 | Building Management System | VAV-326 | VAV-326 | Neptronic | EVCB SERIES | Standard | Serial | VAVCTR | 2 | 2D16 |  |  | Active | Yes | IN-BLR-ANANTA-VAV-326_2 | uuid://4c4b384b-6b64-46c3-8e18-d7c7444a412b | {"asset":{"guid":"uuid://4c4b384b-6b64-46c3-8e18-d7c7444a412b","site":"in-blr-ananta","name":"vav-326"}} | Airmech | [5 empty] | BACnet MS/TP | 120326 | 11500 | [21 empty] | HLI-21 | Proxied Device | Good | Airmech | 10 | N/A |  |  |  | neptronic_evcbseries | NEPTRONIC-EVCBSERIES
747 | Building Management System | VAV-327 | VAV-327 | Neptronic | EVCB SERIES | Standard | Serial | VAVCTR | 2 | 2D17 |  |  | Active | Yes | IN-BLR-ANANTA-VAV-327_2 | uuid://3875be90-cf96-46b4-b7b6-38142ff22676 | {"asset":{"guid":"uuid://3875be90-cf96-46b4-b7b6-38142ff22676","site":"in-blr-ananta","name":"vav-327"}} | Airmech | [5 empty] | BACnet MS/TP | 120327 | 11500 | [21 empty] | HLI-21 | Proxied Device | Good | Airmech | 10 | N/A |  |  |  | neptronic_evcbseries | NEPTRONIC-EVCBSERIES
748 | Building Management System | VAV-328 | VAV-328 | Neptronic | EVCB SERIES | Standard | Serial | VAVCTR | 2 | 2D20 |  |  | Active | Yes | IN-BLR-ANANTA-VAV-328_2 | uuid://ba97a804-0764-4ecb-8186-477a0610ab5e | {"asset":{"guid":"uuid://ba97a804-0764-4ecb-8186-477a0610ab5e","site":"in-blr-ananta","name":"vav-328"}} | Airmech | [5 empty] | BACnet MS/TP | 120328 | 11500 | [21 empty] | HLI-21 | Proxied Device | Good | Airmech | 10 | N/A |  |  |  | neptronic_evcbseries | NEPTRONIC-EVCBSERIES
749 | Building Management System | VAV-329 | VAV-329 | Neptronic | EVCB SERIES | Standard | Serial | VAVCTR | 2 | 2D18 & 2D19 |  |  | Active | Yes | IN-BLR-ANANTA-VAV-329_2 | uuid://8c60d48f-9659-4d2f-84b9-cf1a7edd1c77 | {"asset":{"guid":"uuid://8c60d48f-9659-4d2f-84b9-cf1a7edd1c77","site":"in-blr-ananta","name":"vav-329"}} | Airmech | [5 empty] | BACnet MS/TP | 120329 | 11500 | [21 empty] | HLI-21 | Proxied Device | Good | Airmech | 10 | N/A |  |  |  | neptronic_evcbseries | NEPTRONIC-EVCBSERIES
750 | Building Management System | VAV-330 | VAV-330 | Neptronic | EVCB SERIES | Standard | Serial | VAVCTR | 2 | 2D25 |  |  | Active | Yes | IN-BLR-ANANTA-VAV-330_2 | uuid://ae6e29ed-fa84-4375-b904-eeb851b9942f | {"asset":{"guid":"uuid://ae6e29ed-fa84-4375-b904-eeb851b9942f","site":"in-blr-ananta","name":"vav-330"}} | Airmech | [5 empty] | BACnet MS/TP | 120330 | 11500 | [21 empty] | HLI-21 | Proxied Device | Good | Airmech | 10 | N/A |  |  |  | neptronic_evcbseries | NEPTRONIC-EVCBSERIES
751 | Building Management System | VAV-331 | VAV-331 | Neptronic | EVCB SERIES | Standard | Serial | VAVCTR | 2 | 2D29 |  |  | Active | Yes | IN-BLR-ANANTA-VAV-331_2 | uuid://571eb1db-29b6-4747-b0ab-fced30f5fa12 | {"asset":{"guid":"uuid://571eb1db-29b6-4747-b0ab-fced30f5fa12","site":"in-blr-ananta","name":"vav-331"}} | Airmech | [5 empty] | BACnet MS/TP | 120331 | 11500 | [21 empty] | HLI-21 | Proxied Device | Good | Airmech | 10 | N/A |  |  |  | neptronic_evcbseries | NEPTRONIC-EVCBSERIES
752 | Building Management System | VAV-332 | VAV-332 | Neptronic | EVCB SERIES | Standard | Serial | VAVCTR | 2 | 2D33 & 2D32 |  |  | Active | Yes | IN-BLR-ANANTA-VAV-332_2 | uuid://5c75d0df-6710-4905-af33-0cef21aed8ce | {"asset":{"guid":"uuid://5c75d0df-6710-4905-af33-0cef21aed8ce","site":"in-blr-ananta","name":"vav-332"}} | Airmech | [5 empty] | BACnet MS/TP | 120332 | 11500 | [21 empty] | HLI-21 | Proxied Device | Good | Airmech | 10 | N/A |  |  |  | neptronic_evcbseries | NEPTRONIC-EVCBSERIES
753 | Building Management System | VAV-333 | VAV-333 | Neptronic | EVCB SERIES | Standard | Serial | VAVCTR | 2 | 2D34 |  |  | Active | Yes | IN-BLR-ANANTA-VAV-333_2 | uuid://14881b86-a1a7-45c8-afae-9ec08a5ea4db | {"asset":{"guid":"uuid://14881b86-a1a7-45c8-afae-9ec08a5ea4db","site":"in-blr-ananta","name":"vav-333"}} | Airmech | [5 empty] | BACnet MS/TP | 120333 | 11500 | [21 empty] | HLI-21 | Proxied Device | Good | Airmech | 10 | N/A |  |  |  | neptronic_evcbseries | NEPTRONIC-EVCBSERIES
754 | Building Management System | VAV-334 | VAV-334 | Neptronic | EVCB SERIES | Standard | Serial | VAVCTR | 2 | 2D74 |  |  | Active | Yes | IN-BLR-ANANTA-VAV-334_2 | uuid://7998f169-b2d9-4bdb-8779-80ed6f7d74d5 | {"asset":{"guid":"uuid://7998f169-b2d9-4bdb-8779-80ed6f7d74d5","site":"in-blr-ananta","name":"vav-334"}} | Airmech | [5 empty] | BACnet MS/TP | 120334 | 11500 | [21 empty] | HLI-21 | Proxied Device | Good | Airmech | 10 | N/A |  |  |  | neptronic_evcbseries | NEPTRONIC-EVCBSERIES
755 | Building Management System | VAV-335 | VAV-335 | Neptronic | EVCB SERIES | Standard | Serial | VAVCTR | 2 | 248 |  |  | Active | Yes | IN-BLR-ANANTA-VAV-335_2 | uuid://90c4ca6d-c407-4488-9919-52726aff0c2a | {"asset":{"guid":"uuid://90c4ca6d-c407-4488-9919-52726aff0c2a","site":"in-blr-ananta","name":"vav-335"}} | Airmech | [5 empty] | BACnet MS/TP | 120335 | 11538 | [21 empty] | HLI-20 | Proxied Device | Good | Airmech | 10 | N/A |  |  |  | neptronic_evcbseries | NEPTRONIC-EVCBSERIES
756 | Building Management System | VAV-336 | VAV-336 | Neptronic | EVCB SERIES | Standard | Serial | VAVCTR | 2 | 2D2 & 2D1 |  |  | Active | Yes | IN-BLR-ANANTA-VAV-336_2 | uuid://043ca254-466f-4656-8804-e456ebe15e52 | {"asset":{"guid":"uuid://043ca254-466f-4656-8804-e456ebe15e52","site":"in-blr-ananta","name":"vav-336"}} | Airmech | [5 empty] | BACnet MS/TP | 120336 | 11538 | [21 empty] | HLI-20 | Proxied Device | Good | Airmech | 10 | N/A |  |  |  | neptronic_evcbseries | NEPTRONIC-EVCBSERIES
757 | Building Management System | VAV-337 | VAV-337 | Neptronic | EVCB SERIES | Standard | Serial | VAVCTR | 2 | 2D56 |  |  | Active | Yes | IN-BLR-ANANTA-VAV-337_2 | uuid://795be3ae-2dd3-4c73-af45-b8b2b4a0d4eb | {"asset":{"guid":"uuid://795be3ae-2dd3-4c73-af45-b8b2b4a0d4eb","site":"in-blr-ananta","name":"vav-337"}} | Airmech | [5 empty] | BACnet MS/TP | 120337 | 11538 | [21 empty] | HLI-20 | Proxied Device | Good | Airmech | 10 | N/A |  |  |  | neptronic_evcbseries | NEPTRONIC-EVCBSERIES
758 | Building Management System | VAV-338 | VAV-338 | Neptronic | EVCB SERIES | Standard | Serial | VAVCTR | 2 | 218 |  |  | Active | Yes | IN-BLR-ANANTA-VAV-338_2 | uuid://52a37257-6d31-4275-9c73-bf9ccdc9bd10 | {"asset":{"guid":"uuid://52a37257-6d31-4275-9c73-bf9ccdc9bd10","site":"in-blr-ananta","name":"vav-338"}} | Airmech | [5 empty] | BACnet MS/TP | 120338 | 11538 | [21 empty] | HLI-20 | Proxied Device | Good | Airmech | 10 | N/A |  |  |  | neptronic_evcbseries | NEPTRONIC-EVCBSERIES
759 | Building Management System | VAV-339 | VAV-339 | Neptronic | EVCB SERIES | Standard | Serial | VAVCTR | 2 | 2D013 |  |  | Active | Yes | IN-BLR-ANANTA-VAV-339_2 | uuid://5bd88ef4-5457-4316-a425-9d569fffe1ac | {"asset":{"guid":"uuid://5bd88ef4-5457-4316-a425-9d569fffe1ac","site":"in-blr-ananta","name":"vav-339"}} | Airmech | [5 empty] | BACnet MS/TP | 120339 | 11538 | [21 empty] | HLI-20 | Proxied Device | Good | Airmech | 10 | N/A |  |  |  | neptronic_evcbseries | NEPTRONIC-EVCBSERIES
760 | Building Management System | VAV-340 | VAV-340 | Neptronic | EVCB SERIES | Standard | Serial | VAVCTR | 2 | 2D027 |  |  | Active | Yes | IN-BLR-ANANTA-VAV-340_2 | uuid://5f7b14bf-5cb2-4a27-a4f0-50a150c9efcd | {"asset":{"guid":"uuid://5f7b14bf-5cb2-4a27-a4f0-50a150c9efcd","site":"in-blr-ananta","name":"vav-340"}} | Airmech | [5 empty] | BACnet MS/TP | 120340 | 11538 | [21 empty] | HLI-20 | Proxied Device | Good | Airmech | 10 | N/A |  |  |  | neptronic_evcbseries | NEPTRONIC-EVCBSERIES
761 | Building Management System | VAV-341 | VAV-341 | Neptronic | EVCB SERIES | Standard | Serial | VAVCTR | 2 | 2D028 |  |  | Active | Yes | IN-BLR-ANANTA-VAV-341_2 | uuid://7df1f81f-79b2-43a4-8ad3-d8d177823925 | {"asset":{"guid":"uuid://7df1f81f-79b2-43a4-8ad3-d8d177823925","site":"in-blr-ananta","name":"vav-341"}} | Airmech | [5 empty] | BACnet MS/TP | 120341 | 11538 | [21 empty] | HLI-20 | Proxied Device | Good | Airmech | 10 | N/A |  |  |  | neptronic_evcbseries | NEPTRONIC-EVCBSERIES
762 | Building Management System | VAV-342 | VAV-342 | Neptronic | EVCB SERIES | Standard | Serial | VAVCTR | 2 | 2D042 |  |  | Active | Yes | IN-BLR-ANANTA-VAV-342_2 | uuid://39172294-5655-48eb-9ce5-f63a23b32383 | {"asset":{"guid":"uuid://39172294-5655-48eb-9ce5-f63a23b32383","site":"in-blr-ananta","name":"vav-342"}} | Airmech | [5 empty] | BACnet MS/TP | 120342 | 11538 | [21 empty] | HLI-20 | Proxied Device | Good | Airmech | 10 | N/A |  |  |  | neptronic_evcbseries | NEPTRONIC-EVCBSERIES
763 | Building Management System | VAV-343 | VAV-343 | Neptronic | EVCB SERIES | Standard | Serial | VAVCTR | 2 | 2D5 |  |  | Active | Yes | IN-BLR-ANANTA-VAV-343_2 | uuid://dd0540ba-cd73-4d1e-9001-073f7cd77180 | {"asset":{"guid":"uuid://dd0540ba-cd73-4d1e-9001-073f7cd77180","site":"in-blr-ananta","name":"vav-343"}} | Airmech | [5 empty] | BACnet MS/TP | 120343 | 11538 | [21 empty] | HLI-20 | Proxied Device | Good | Airmech | 10 | N/A |  |  |  | neptronic_evcbseries | NEPTRONIC-EVCBSERIES
764 | Building Management System | VAV-344 | VAV-344 | Neptronic | EVCB SERIES | Standard | Serial | VAVCTR | 2 | 2D9 |  |  | Active | Yes | IN-BLR-ANANTA-VAV-344_2 | uuid://2eab5f27-e3e6-472d-ace8-8bf05245c39b | {"asset":{"guid":"uuid://2eab5f27-e3e6-472d-ace8-8bf05245c39b","site":"in-blr-ananta","name":"vav-344"}} | Airmech | [5 empty] | BACnet MS/TP | 120344 | 11538 | [21 empty] | HLI-20 | Proxied Device | Good | Airmech | 10 | N/A |  |  |  | neptronic_evcbseries | NEPTRONIC-EVCBSERIES
765 | Building Management System | VAV-345 | VAV-345 | Neptronic | EVCB SERIES | Standard | Serial | VAVCTR | 2 | 2D7 |  |  | Active | Yes | IN-BLR-ANANTA-VAV-345_2 | uuid://d9f55266-3e5e-4c60-995f-4c5ef709055a | {"asset":{"guid":"uuid://d9f55266-3e5e-4c60-995f-4c5ef709055a","site":"in-blr-ananta","name":"vav-345"}} | Airmech | [5 empty] | BACnet MS/TP | 120345 | 11538 | [21 empty] | HLI-20 | Proxied Device | Good | Airmech | 10 | N/A |  |  |  | neptronic_evcbseries | NEPTRONIC-EVCBSERIES
766 | Building Management System | VAV-346 | VAV-346 | Neptronic | EVCB SERIES | Standard | Serial | VAVCTR | 2 | 2D10 |  |  | Active | Yes | IN-BLR-ANANTA-VAV-346_2 | uuid://d8afa32e-e682-4a74-9737-19fa8eb85ae7 | {"asset":{"guid":"uuid://d8afa32e-e682-4a74-9737-19fa8eb85ae7","site":"in-blr-ananta","name":"vav-346"}} | Airmech | [5 empty] | BACnet MS/TP | 120346 | 11538 | [21 empty] | HLI-20 | Proxied Device | Good | Airmech | 10 | N/A |  |  |  | neptronic_evcbseries | NEPTRONIC-EVCBSERIES
767 | Building Management System | VAV-347 | VAV-347 | Neptronic | EVCB SERIES | Standard | Serial | VAVCTR | 2 | 2D8 |  |  | Active | Yes | IN-BLR-ANANTA-VAV-347_2 | uuid://2a06d2ff-b4cb-4177-8bf2-5ffb5fb424ce | {"asset":{"guid":"uuid://2a06d2ff-b4cb-4177-8bf2-5ffb5fb424ce","site":"in-blr-ananta","name":"vav-347"}} | Airmech | [5 empty] | BACnet MS/TP | 120347 | 11538 | [21 empty] | HLI-20 | Proxied Device | Good | Airmech | 10 | N/A |  |  |  | neptronic_evcbseries | NEPTRONIC-EVCBSERIES
768 | Building Management System | VAV-348 | VAV-348 | Neptronic | EVCB SERIES | Standard | Serial | VAVCTR | 2 | 2D58 |  |  | Active | Yes | IN-BLR-ANANTA-VAV-348_2 | uuid://e24f881f-fa53-4720-8080-e996e27e52e1 | {"asset":{"guid":"uuid://e24f881f-fa53-4720-8080-e996e27e52e1","site":"in-blr-ananta","name":"vav-348"}} | Airmech | [5 empty] | BACnet MS/TP | 120348 | 11539 | [21 empty] | HLI-20 | Proxied Device | Good | Airmech | 10 | N/A |  |  |  | neptronic_evcbseries | NEPTRONIC-EVCBSERIES
769 | Building Management System | VAV-349 | VAV-349 | Neptronic | EVCB SERIES | Standard | Serial | VAVCTR | 2 | 2D103 |  |  | Active | Yes | IN-BLR-ANANTA-VAV-349_2 | uuid://bfa6a32e-672d-4215-9b41-57b8993772e1 | {"asset":{"guid":"uuid://bfa6a32e-672d-4215-9b41-57b8993772e1","site":"in-blr-ananta","name":"vav-349"}} | Airmech | [5 empty] | BACnet MS/TP | 120349 | 11539 | [21 empty] | HLI-20 | Proxied Device | Good | Airmech | 10 | N/A |  |  |  | neptronic_evcbseries | NEPTRONIC-EVCBSERIES
770 | Building Management System | VAV-350 | VAV-350 | Neptronic | EVCB SERIES | Standard | Serial | VAVCTR | 2 | 2D056 |  |  | Active | Yes | IN-BLR-ANANTA-VAV-350_2 | uuid://e0a98d64-771b-4618-a456-e0318b290809 | {"asset":{"guid":"uuid://e0a98d64-771b-4618-a456-e0318b290809","site":"in-blr-ananta","name":"vav-350"}} | Airmech | [5 empty] | BACnet MS/TP | 120350 | 11539 | [21 empty] | HLI-20 | Proxied Device | Good | Airmech | 10 | N/A |  |  |  | neptronic_evcbseries | NEPTRONIC-EVCBSERIES
771 | Building Management System | VAV-351 | VAV-351 | Neptronic | EVCB SERIES | Standard | Serial | VAVCTR | 2 | 2D062 |  |  | Active | Yes | IN-BLR-ANANTA-VAV-351_2 | uuid://675760ec-8884-47a5-9e00-18113d2783bf | {"asset":{"guid":"uuid://675760ec-8884-47a5-9e00-18113d2783bf","site":"in-blr-ananta","name":"vav-351"}} | Airmech | [5 empty] | BACnet MS/TP | 120351 | 11539 | [21 empty] | HLI-20 | Proxied Device | Good | Airmech | 10 | N/A |  |  |  | neptronic_evcbseries | NEPTRONIC-EVCBSERIES
772 | Building Management System | VAV-352 | VAV-352 | Neptronic | EVCB SERIES | Standard | Serial | VAVCTR | 2 | 2D60 |  |  | Active | Yes | IN-BLR-ANANTA-VAV-352_2 | uuid://e327af95-251e-43b5-be42-921743884fa9 | {"asset":{"guid":"uuid://e327af95-251e-43b5-be42-921743884fa9","site":"in-blr-ananta","name":"vav-352"}} | Airmech | [5 empty] | BACnet MS/TP | 120352 | 11539 | [21 empty] | HLI-20 | Proxied Device | Good | Airmech | 10 | N/A |  |  |  | neptronic_evcbseries | NEPTRONIC-EVCBSERIES
773 | Building Management System | VAV-353 | VAV-353 | Neptronic | EVCB SERIES | Standard | Serial | VAVCTR | 2 | 2D15 |  |  | Active | Yes | IN-BLR-ANANTA-VAV-353_2 | uuid://99a2e656-5278-4723-b990-7eeb9b5a2b42 | {"asset":{"guid":"uuid://99a2e656-5278-4723-b990-7eeb9b5a2b42","site":"in-blr-ananta","name":"vav-353"}} | Airmech | [5 empty] | BACnet MS/TP | 120353 | 11539 | [21 empty] | HLI-20 | Proxied Device | Good | Airmech | 10 | N/A |  |  |  | neptronic_evcbseries | NEPTRONIC-EVCBSERIES
774 | Building Management System | VAV-354 | VAV-354 | Neptronic | EVCB SERIES | Standard | Serial | VAVCTR | 2 | 2D13 |  |  | Active | Yes | IN-BLR-ANANTA-VAV-354_2 | uuid://b5c4ba71-bee8-4bbe-8891-90c5c5cf4c44 | {"asset":{"guid":"uuid://b5c4ba71-bee8-4bbe-8891-90c5c5cf4c44","site":"in-blr-ananta","name":"vav-354"}} | Airmech | [5 empty] | BACnet MS/TP | 120354 | 11539 | [21 empty] | HLI-20 | Proxied Device | Good | Airmech | 10 | N/A |  |  |  | neptronic_evcbseries | NEPTRONIC-EVCBSERIES
775 | Building Management System | VAV-355 | VAV-355 | Neptronic | EVCB SERIES | Standard | Serial | VAVCTR | 2 | 2D12 |  |  | Active | Yes | IN-BLR-ANANTA-VAV-355_2 | uuid://c8b0475b-5e48-4917-b7ee-93dc01d89c5b | {"asset":{"guid":"uuid://c8b0475b-5e48-4917-b7ee-93dc01d89c5b","site":"in-blr-ananta","name":"vav-355"}} | Airmech | [5 empty] | BACnet MS/TP | 120355 | 11539 | [21 empty] | HLI-20 | Proxied Device | Good | Airmech | 10 | N/A |  |  |  | neptronic_evcbseries | NEPTRONIC-EVCBSERIES
776 | Building Management System | VAV-356 | VAV-356 | Neptronic | EVCB SERIES | Standard | Serial | VAVCTR | 2 | 2D107 |  |  | Active | Yes | IN-BLR-ANANTA-VAV-356_2 | uuid://1acd9ad2-d3e5-42d8-a34c-923cdb334f82 | {"asset":{"guid":"uuid://1acd9ad2-d3e5-42d8-a34c-923cdb334f82","site":"in-blr-ananta","name":"vav-356"}} | Airmech | [5 empty] | BACnet MS/TP | 120356 | 11539 | [21 empty] | HLI-20 | Proxied Device | Good | Airmech | 10 | N/A |  |  |  | neptronic_evcbseries | NEPTRONIC-EVCBSERIES
777 | Building Management System | VAV-357 | VAV-357 | Neptronic | EVCB SERIES | Standard | Serial | VAVCTR | 2 | 2A23 |  |  | Active | Yes | IN-BLR-ANANTA-VAV-357_2 | uuid://d92faf76-c7b8-4bb1-8d1c-5b8492e99405 | {"asset":{"guid":"uuid://d92faf76-c7b8-4bb1-8d1c-5b8492e99405","site":"in-blr-ananta","name":"vav-357"}} | Airmech | [5 empty] | BACnet MS/TP | 120357 | 11539 | [21 empty] | HLI-20 | Proxied Device | Good | Airmech | 10 | N/A |  |  |  | neptronic_evcbseries | NEPTRONIC-EVCBSERIES
778 | Building Management System | VAV-358 | VAV-358 | Neptronic | EVCB SERIES | Standard | Serial | VAVCTR | 2 | Life Lobby |  |  | Active | Yes | IN-BLR-ANANTA-VAV-358_2 | uuid://b3e2c9a9-db1f-45a3-a5e0-08e3b1cd7873 | {"asset":{"guid":"uuid://b3e2c9a9-db1f-45a3-a5e0-08e3b1cd7873","site":"in-blr-ananta","name":"vav-358"}} | Airmech | [5 empty] | BACnet MS/TP | 120358 | 11539 | [21 empty] | HLI-20 | Proxied Device | Good | Airmech | 10 | N/A |  |  |  | neptronic_evcbseries | NEPTRONIC-EVCBSERIES
779 | Building Management System | VAV-359 | VAV-359 | Neptronic | EVCB SERIES | Standard | Serial | VAVCTR | 2 | 2A25 |  |  | Active | Yes | IN-BLR-ANANTA-VAV-359_2 | uuid://6378ed34-ec2c-45fe-a1c6-9be199af9b7b | {"asset":{"guid":"uuid://6378ed34-ec2c-45fe-a1c6-9be199af9b7b","site":"in-blr-ananta","name":"vav-359"}} | Airmech | [5 empty] | BACnet MS/TP | 120359 | 11539 | [21 empty] | HLI-20 | Proxied Device | Good | Airmech | 10 | N/A |  |  |  | neptronic_evcbseries | NEPTRONIC-EVCBSERIES
780 | Building Management System | VAV-360 | VAV-360 | Neptronic | EVCB SERIES | Standard | Serial | VAVCTR | 2 | 2A1 |  |  | Active | Yes | IN-BLR-ANANTA-VAV-360_2 | uuid://ab252c67-d014-4208-90d0-95fbb412e1ce | {"asset":{"guid":"uuid://ab252c67-d014-4208-90d0-95fbb412e1ce","site":"in-blr-ananta","name":"vav-360"}} | Airmech | [5 empty] | BACnet MS/TP | 120360 | 11539 | [21 empty] | HLI-20 | Proxied Device | Good | Airmech | 10 | N/A |  |  |  | neptronic_evcbseries | NEPTRONIC-EVCBSERIES
781 | Building Management System | VAV-361 | VAV-361 | Neptronic | EVCB SERIES | Standard | Serial | VAVCTR | 2 | 2A2 |  |  | Active | Yes | IN-BLR-ANANTA-VAV-361_2 | uuid://e3661664-c402-40fb-8ee9-f2212fe293cf | {"asset":{"guid":"uuid://e3661664-c402-40fb-8ee9-f2212fe293cf","site":"in-blr-ananta","name":"vav-361"}} | Airmech | [5 empty] | BACnet MS/TP | 120361 | 11539 | [21 empty] | HLI-20 | Proxied Device | Good | Airmech | 10 | N/A |  |  |  | neptronic_evcbseries | NEPTRONIC-EVCBSERIES
782 | Building Management System | VAV-362 | VAV-362 | Neptronic | EVCB SERIES | Standard | Serial | VAVCTR | 2 | Life Lobby |  |  | Active | Yes | IN-BLR-ANANTA-VAV-362_2 | uuid://2aaa7f25-8a8d-4ca0-aa09-f1d2a150e328 | {"asset":{"guid":"uuid://2aaa7f25-8a8d-4ca0-aa09-f1d2a150e328","site":"in-blr-ananta","name":"vav-362"}} | Airmech | [5 empty] | BACnet MS/TP | 120362 | 11539 | [21 empty] | HLI-20 | Proxied Device | Good | Airmech | 10 | N/A |  |  |  | neptronic_evcbseries | NEPTRONIC-EVCBSERIES
783 | Building Management System | VAV-363 | VAV-363 | Neptronic | EVCB SERIES | Standard | Serial | VAVCTR | 2 | 2A29 |  |  | Active | Yes | IN-BLR-ANANTA-VAV-363_2 | uuid://0eacf7ab-ab16-4d2e-9963-136654d5fe4e | {"asset":{"guid":"uuid://0eacf7ab-ab16-4d2e-9963-136654d5fe4e","site":"in-blr-ananta","name":"vav-363"}} | Airmech | [5 empty] | BACnet MS/TP | 120363 | 11539 | [21 empty] | HLI-20 | Proxied Device | Good | Airmech | 10 | N/A |  |  |  | neptronic_evcbseries | NEPTRONIC-EVCBSERIES
784 | Building Management System | VAV-364 | VAV-364 | Neptronic | EVCB SERIES | Standard | Serial | VAVCTR | 2 | 234 |  |  | Active | Yes | IN-BLR-ANANTA-VAV-364_2 | uuid://146f1227-bab8-4b51-929b-f63b14e42371 | {"asset":{"guid":"uuid://146f1227-bab8-4b51-929b-f63b14e42371","site":"in-blr-ananta","name":"vav-364"}} | Airmech | [5 empty] | BACnet MS/TP | 120364 | 11540 | [21 empty] | HLI-22 | Proxied Device | Good | Airmech | 10 | N/A |  |  |  | neptronic_evcbseries | NEPTRONIC-EVCBSERIES
785 | Building Management System | VAV-365 | VAV-365 | Neptronic | EVCB SERIES | Standard | Serial | VAVCTR | 2 | 256 |  |  | Active | Yes | IN-BLR-ANANTA-VAV-365_2 | uuid://a5e7cc09-7f82-4c77-86b9-3d1c859a934a | {"asset":{"guid":"uuid://a5e7cc09-7f82-4c77-86b9-3d1c859a934a","site":"in-blr-ananta","name":"vav-365"}} | Airmech | [5 empty] | BACnet MS/TP | 120365 | 11540 | [21 empty] | HLI-22 | Proxied Device | Good | Airmech | 10 | N/A |  |  |  | neptronic_evcbseries | NEPTRONIC-EVCBSERIES
786 | Building Management System | VAV-366 | VAV-366 | Neptronic | EVCB SERIES | Standard | Serial | VAVCTR | 2 | 2A5 - Baushoti & 2A6 - Buniyaad |  |  | Active | Yes | IN-BLR-ANANTA-VAV-366_2 | uuid://cc38ad5a-c25a-4aff-9664-42aa1be36519 | {"asset":{"guid":"uuid://cc38ad5a-c25a-4aff-9664-42aa1be36519","site":"in-blr-ananta","name":"vav-366"}} | Airmech | [5 empty] | BACnet MS/TP | 120366 | 11540 | [21 empty] | HLI-22 | Proxied Device | Good | Airmech | 10 | N/A |  |  |  | neptronic_evcbseries | NEPTRONIC-EVCBSERIES
787 | Building Management System | VAV-367 | VAV-367 | Neptronic | EVCB SERIES | Standard | Serial | VAVCTR | 2 | Life Lobby |  |  | Active | Yes | IN-BLR-ANANTA-VAV-367_2 | uuid://b9194166-59eb-4ec9-8b42-44d43cb5cfb3 | {"asset":{"guid":"uuid://b9194166-59eb-4ec9-8b42-44d43cb5cfb3","site":"in-blr-ananta","name":"vav-367"}} | Airmech | [5 empty] | BACnet MS/TP | 120367 | 11540 | [21 empty] | HLI-22 | Proxied Device | Good | Airmech | 10 | N/A |  |  |  | neptronic_evcbseries | NEPTRONIC-EVCBSERIES
788 | Building Management System | VAV-368 | VAV-368 | Neptronic | EVCB SERIES | Standard | Serial | VAVCTR | 2 | 2A4 |  |  | Active | Yes | IN-BLR-ANANTA-VAV-368_2 | uuid://ea241a67-05fe-43de-a812-e06ec53a460e | {"asset":{"guid":"uuid://ea241a67-05fe-43de-a812-e06ec53a460e","site":"in-blr-ananta","name":"vav-368"}} | Airmech | [5 empty] | BACnet MS/TP | 120368 | 11540 | [21 empty] | HLI-22 | Proxied Device | Good | Airmech | 10 | N/A |  |  |  | neptronic_evcbseries | NEPTRONIC-EVCBSERIES
789 | Building Management System | VAV-369 | VAV-369 | Neptronic | EVCB SERIES | Standard | Serial | VAVCTR | 2 | 2A010 |  |  | Active | Yes | IN-BLR-ANANTA-VAV-369_2 | uuid://4f061c78-6581-48dd-8d59-882c829413e7 | {"asset":{"guid":"uuid://4f061c78-6581-48dd-8d59-882c829413e7","site":"in-blr-ananta","name":"vav-369"}} | Airmech | [5 empty] | BACnet MS/TP | 120369 | 11540 | [21 empty] | HLI-22 | Proxied Device | Good | Airmech | 10 | N/A |  |  |  | neptronic_evcbseries | NEPTRONIC-EVCBSERIES
790 | Building Management System | VAV-370 | VAV-370 | Neptronic | EVCB SERIES | Standard | Serial | VAVCTR | 2 | 2A007 |  |  | Active | Yes | IN-BLR-ANANTA-VAV-370_2 | uuid://64770d50-ebd3-4a45-a780-d98669e7d485 | {"asset":{"guid":"uuid://64770d50-ebd3-4a45-a780-d98669e7d485","site":"in-blr-ananta","name":"vav-370"}} | Airmech | [5 empty] | BACnet MS/TP | 120370 | 11540 | [21 empty] | HLI-22 | Proxied Device | Good | Airmech | 10 | N/A |  |  |  | neptronic_evcbseries | NEPTRONIC-EVCBSERIES
791 | Building Management System | VAV-371 | VAV-371 | Neptronic | EVCB SERIES | Standard | Serial | VAVCTR | 2 | 2A3 |  |  | Active | Yes | IN-BLR-ANANTA-VAV-371_2 | uuid://5e30ef18-f49b-4a80-a43c-07e51260c9d1 | {"asset":{"guid":"uuid://5e30ef18-f49b-4a80-a43c-07e51260c9d1","site":"in-blr-ananta","name":"vav-371"}} | Airmech | [5 empty] | BACnet MS/TP | 120371 | 11540 | [21 empty] | HLI-22 | Proxied Device | Good | Airmech | 10 | N/A |  |  |  | neptronic_evcbseries | NEPTRONIC-EVCBSERIES
792 | Building Management System | VAV-372 | VAV-372 | Neptronic | EVCB SERIES | Standard | Serial | VAVCTR | 2 | 2A27 |  |  | Active | Yes | IN-BLR-ANANTA-VAV-372_2 | uuid://45fe3998-2bcf-4640-ac3c-cb124d6375dd | {"asset":{"guid":"uuid://45fe3998-2bcf-4640-ac3c-cb124d6375dd","site":"in-blr-ananta","name":"vav-372"}} | Airmech | [5 empty] | BACnet MS/TP | 120372 | 11540 | [21 empty] | HLI-22 | Proxied Device | Good | Airmech | 10 | N/A |  |  |  | neptronic_evcbseries | NEPTRONIC-EVCBSERIES
793 | Building Management System | VAV-373 | VAV-373 | Neptronic | EVCB SERIES | Standard | Serial | VAVCTR | 2 | 2A21 & 2A20 |  |  | Active | Yes | IN-BLR-ANANTA-VAV-373_2 | uuid://59a56190-3a26-4df6-a94c-71bb613e5716 | {"asset":{"guid":"uuid://59a56190-3a26-4df6-a94c-71bb613e5716","site":"in-blr-ananta","name":"vav-373"}} | Airmech | [5 empty] | BACnet MS/TP | 120373 | 11541 | [21 empty] | HLI-22 | Proxied Device | Good | Airmech | 10 | N/A |  |  |  | neptronic_evcbseries | NEPTRONIC-EVCBSERIES
794 | Building Management System | VAV-374 | VAV-374 | Neptronic | EVCB SERIES | Standard | Serial | VAVCTR | 2 | 2A22 |  |  | Active | Yes | IN-BLR-ANANTA-VAV-374_2 | uuid://7655f4b3-621c-4316-858e-3cc59eaaea99 | {"asset":{"guid":"uuid://7655f4b3-621c-4316-858e-3cc59eaaea99","site":"in-blr-ananta","name":"vav-374"}} | Airmech | [5 empty] | BACnet MS/TP | 120374 | 11541 | [21 empty] | HLI-22 | Proxied Device | Good | Airmech | 10 | N/A |  |  |  | neptronic_evcbseries | NEPTRONIC-EVCBSERIES
795 | Building Management System | VAV-375 | VAV-375 | Neptronic | EVCB SERIES | Standard | Serial | VAVCTR | 2 | 2A19 |  |  | Active | Yes | IN-BLR-ANANTA-VAV-375_2 | uuid://0f8fb924-e56c-4a17-95cf-a046b4d3f589 | {"asset":{"guid":"uuid://0f8fb924-e56c-4a17-95cf-a046b4d3f589","site":"in-blr-ananta","name":"vav-375"}} | Airmech | [5 empty] | BACnet MS/TP | 120375 | 11541 | [21 empty] | HLI-22 | Proxied Device | Good | Airmech | 10 | N/A |  |  |  | neptronic_evcbseries | NEPTRONIC-EVCBSERIES
796 | Building Management System | VAV-376 | VAV-376 | Neptronic | EVCB SERIES | Standard | Serial | VAVCTR | 2 | 2A18 |  |  | Active | Yes | IN-BLR-ANANTA-VAV-376_2 | uuid://23e8a4de-5350-4a8e-97ba-00acd9b53786 | {"asset":{"guid":"uuid://23e8a4de-5350-4a8e-97ba-00acd9b53786","site":"in-blr-ananta","name":"vav-376"}} | Airmech | [5 empty] | BACnet MS/TP | 120376 | 11541 | [21 empty] | HLI-22 | Proxied Device | Good | Airmech | 10 | N/A |  |  |  | neptronic_evcbseries | NEPTRONIC-EVCBSERIES
797 | Building Management System | VAV-377 | VAV-377 | Neptronic | EVCB SERIES | Standard | Serial | VAVCTR | 2 | 2A30 |  |  | Active | Yes | IN-BLR-ANANTA-VAV-377_2 | uuid://156195b5-61d6-456e-be23-661753942cbd | {"asset":{"guid":"uuid://156195b5-61d6-456e-be23-661753942cbd","site":"in-blr-ananta","name":"vav-377"}} | Airmech | [5 empty] | BACnet MS/TP | 120377 | 11541 | [21 empty] | HLI-22 | Proxied Device | Good | Airmech | 10 | N/A |  |  |  | neptronic_evcbseries | NEPTRONIC-EVCBSERIES
798 | Building Management System | VAV-378 | VAV-378 | Neptronic | EVCB SERIES | Standard | Serial | VAVCTR | 2 | 2A9 & 2A10 |  |  | Active | Yes | IN-BLR-ANANTA-VAV-378_2 | uuid://32a22302-fed3-4b33-99d5-f92c3d35656c | {"asset":{"guid":"uuid://32a22302-fed3-4b33-99d5-f92c3d35656c","site":"in-blr-ananta","name":"vav-378"}} | Airmech | [5 empty] | BACnet MS/TP | 120378 | 11541 | [21 empty] | HLI-22 | Proxied Device | Good | Airmech | 10 | N/A |  |  |  | neptronic_evcbseries | NEPTRONIC-EVCBSERIES
799 | Building Management System | VAV-379 | VAV-379 | Neptronic | EVCB SERIES | Standard | Serial | VAVCTR | 2 | 2A7 & 2A8 |  |  | Active | Yes | IN-BLR-ANANTA-VAV-379_2 | uuid://30bd3586-2199-44ca-a554-85478da12ba2 | {"asset":{"guid":"uuid://30bd3586-2199-44ca-a554-85478da12ba2","site":"in-blr-ananta","name":"vav-379"}} | Airmech | [5 empty] | BACnet MS/TP | 120379 | 11541 | [21 empty] | HLI-22 | Proxied Device | Good | Airmech | 10 | N/A |  |  |  | neptronic_evcbseries | NEPTRONIC-EVCBSERIES
800 | Building Management System | VAV-380 | VAV-380 | Neptronic | EVCB SERIES | Standard | Serial | VAVCTR | 2 | 2A11 |  |  | Active | Yes | IN-BLR-ANANTA-VAV-380_2 | uuid://52b84cb8-301e-4eca-8f65-73774f819b76 | {"asset":{"guid":"uuid://52b84cb8-301e-4eca-8f65-73774f819b76","site":"in-blr-ananta","name":"vav-380"}} | Airmech | [5 empty] | BACnet MS/TP | 120380 | 11541 | [21 empty] | HLI-22 | Proxied Device | Good | Airmech | 10 | N/A |  |  |  | neptronic_evcbseries | NEPTRONIC-EVCBSERIES
801 | Building Management System | VAV-381 | VAV-381 | Neptronic | EVCB SERIES | Standard | Serial | VAVCTR | 2 | 2A12 |  |  | Active | Yes | IN-BLR-ANANTA-VAV-381_2 | uuid://70819693-230f-4784-a75f-a7c44ab389f3 | {"asset":{"guid":"uuid://70819693-230f-4784-a75f-a7c44ab389f3","site":"in-blr-ananta","name":"vav-381"}} | Airmech | [5 empty] | BACnet MS/TP | 120381 | 11541 | [21 empty] | HLI-22 | Proxied Device | Good | Airmech | 10 | N/A |  |  |  | neptronic_evcbseries | NEPTRONIC-EVCBSERIES
802 | Building Management System | VAV-382 | VAV-382 | Neptronic | EVCB SERIES | Standard | Serial | VAVCTR | 2 | 2A13 |  |  | Active | Yes | IN-BLR-ANANTA-VAV-382_2 | uuid://7d18e93d-4df4-4d5f-afcd-897619da97e1 | {"asset":{"guid":"uuid://7d18e93d-4df4-4d5f-afcd-897619da97e1","site":"in-blr-ananta","name":"vav-382"}} | Airmech | [5 empty] | BACnet MS/TP | 120382 | 11541 | [21 empty] | HLI-22 | Proxied Device | Good | Airmech | 10 | N/A |  |  |  | neptronic_evcbseries | NEPTRONIC-EVCBSERIES
803 | Building Management System | VAV-383 | VAV-383 | Neptronic | EVCB SERIES | Standard | Serial | VAVCTR | 2 | 2A42 |  |  | Active | Yes | IN-BLR-ANANTA-VAV-383_2 | uuid://688ba160-3311-4b22-92a4-d135bb95f68e | {"asset":{"guid":"uuid://688ba160-3311-4b22-92a4-d135bb95f68e","site":"in-blr-ananta","name":"vav-383"}} | Airmech | [5 empty] | BACnet MS/TP | 120383 | 11541 | [21 empty] | HLI-22 | Proxied Device | Good | Airmech | 10 | N/A |  |  |  | neptronic_evcbseries | NEPTRONIC-EVCBSERIES
804 | Building Management System | VAV-384 | VAV-384 | Neptronic | EVCB SERIES | Standard | Serial | VAVCTR | 2 | 2A37 |  |  | Active | Yes | IN-BLR-ANANTA-VAV-384_2 | uuid://8ea1309e-d68b-402f-888a-70eabcae3dee | {"asset":{"guid":"uuid://8ea1309e-d68b-402f-888a-70eabcae3dee","site":"in-blr-ananta","name":"vav-384"}} | Airmech | [5 empty] | BACnet MS/TP | 120384 | 11541 | [21 empty] | HLI-22 | Proxied Device | Good | Airmech | 10 | N/A |  |  |  | neptronic_evcbseries | NEPTRONIC-EVCBSERIES
805 | Building Management System | VAV-385 | VAV-385 | Neptronic | EVCB SERIES | Standard | Serial | VAVCTR | 2 | 2A38 |  |  | Active | Yes | IN-BLR-ANANTA-VAV-385_2 | uuid://877a39a7-3f64-45cb-898c-dca2f59ee55b | {"asset":{"guid":"uuid://877a39a7-3f64-45cb-898c-dca2f59ee55b","site":"in-blr-ananta","name":"vav-385"}} | Airmech | [5 empty] | BACnet MS/TP | 120385 | 11541 | [21 empty] | HLI-22 | Proxied Device | Good | Airmech | 10 | N/A |  |  |  | neptronic_evcbseries | NEPTRONIC-EVCBSERIES
806 | Building Management System | VAV-386 | VAV-386 | Neptronic | EVCB SERIES | Standard | Serial | VAVCTR | 2 | 2A059 |  |  | Active | Yes | IN-BLR-ANANTA-VAV-386_2 | uuid://16d17d1c-534f-45a1-9d55-8426d6c9f681 | {"asset":{"guid":"uuid://16d17d1c-534f-45a1-9d55-8426d6c9f681","site":"in-blr-ananta","name":"vav-386"}} | Airmech | [5 empty] | BACnet MS/TP | 120386 | 11541 | [21 empty] | HLI-22 | Proxied Device | Good | Airmech | 10 | N/A |  |  |  | neptronic_evcbseries | NEPTRONIC-EVCBSERIES
807 | Building Management System | VAV-387 | VAV-387 | Neptronic | EVCB SERIES | Standard | Serial | VAVCTR | 2 | 2A085 |  |  | Active | Yes | IN-BLR-ANANTA-VAV-387_2 | uuid://c3c83d2f-8829-4d0c-bf74-8b7e6ff05314 | {"asset":{"guid":"uuid://c3c83d2f-8829-4d0c-bf74-8b7e6ff05314","site":"in-blr-ananta","name":"vav-387"}} | Airmech | [5 empty] | BACnet MS/TP | 120387 | 11541 | [21 empty] | HLI-22 | Proxied Device | Good | Airmech | 10 | N/A |  |  |  | neptronic_evcbseries | NEPTRONIC-EVCBSERIES
808 | Building Management System | VAV-388 | VAV-388 | Neptronic | EVCB SERIES | Standard | Serial | VAVCTR | 2 | 2A093 |  |  | Active | Yes | IN-BLR-ANANTA-VAV-388_2 | uuid://70ede1fb-dfbf-49e2-b13c-12e4de8036e2 | {"asset":{"guid":"uuid://70ede1fb-dfbf-49e2-b13c-12e4de8036e2","site":"in-blr-ananta","name":"vav-388"}} | Airmech | [5 empty] | BACnet MS/TP | 120388 | 11541 | [21 empty] | HLI-22 | Proxied Device | Good | Airmech | 10 | N/A |  |  |  | neptronic_evcbseries | NEPTRONIC-EVCBSERIES
809 | Building Management System | VAV-389 | VAV-389 | Neptronic | EVCB SERIES | Standard | Serial | VAVCTR | 3 | 3C33 |  |  | Active | Yes | IN-BLR-ANANTA-VAV-389_3 | uuid://cce17bbc-a1ac-44bb-9622-b6762947f822 | {"asset":{"guid":"uuid://cce17bbc-a1ac-44bb-9622-b6762947f822","site":"in-blr-ananta","name":"vav-389"}} | Airmech | [5 empty] | BACnet MS/TP | 120389 | 11545 | [21 empty] | HLI-24 | Proxied Device | Good | Airmech | 10 | N/A |  |  |  | neptronic_evcbseries | NEPTRONIC-EVCBSERIES
810 | Building Management System | VAV-390 | VAV-390 | Neptronic | EVCB SERIES | Standard | Serial | VAVCTR | 3 | Central MK |  |  | Active | Yes | IN-BLR-ANANTA-VAV-390_3 | uuid://5a373525-3f5d-410f-bd53-2aae71b4e3a6 | {"asset":{"guid":"uuid://5a373525-3f5d-410f-bd53-2aae71b4e3a6","site":"in-blr-ananta","name":"vav-390"}} | Airmech | [5 empty] | BACnet MS/TP | 120390 | 11545 | [21 empty] | HLI-24 | Proxied Device | Good | Airmech | 10 | N/A |  |  |  | neptronic_evcbseries | NEPTRONIC-EVCBSERIES
811 | Building Management System | VAV-391 | VAV-391 | Neptronic | EVCB SERIES | Standard | Serial | VAVCTR | 3 | 3C26 |  |  | Active | Yes | IN-BLR-ANANTA-VAV-391_3 | uuid://d22da028-1f4b-423e-97e1-2186e530a5dd | {"asset":{"guid":"uuid://d22da028-1f4b-423e-97e1-2186e530a5dd","site":"in-blr-ananta","name":"vav-391"}} | Airmech | [5 empty] | BACnet MS/TP | 120391 | 11545 | [21 empty] | HLI-24 | Proxied Device | Good | Airmech | 10 | N/A |  |  |  | neptronic_evcbseries | NEPTRONIC-EVCBSERIES
812 | Building Management System | VAV-392 | VAV-392 | Neptronic | EVCB SERIES | Standard | Serial | VAVCTR | 3 | 3C24 |  |  | Active | Yes | IN-BLR-ANANTA-VAV-392_3 | uuid://c57e8acc-5215-48b9-bbca-80100149a88f | {"asset":{"guid":"uuid://c57e8acc-5215-48b9-bbca-80100149a88f","site":"in-blr-ananta","name":"vav-392"}} | Airmech | [5 empty] | BACnet MS/TP | 120392 | 11545 | [21 empty] | HLI-24 | Proxied Device | Good | Airmech | 10 | N/A |  |  |  | neptronic_evcbseries | NEPTRONIC-EVCBSERIES
813 | Building Management System | VAV-393 | VAV-393 | Neptronic | EVCB SERIES | Standard | Serial | VAVCTR | 3 | 3C23 |  |  | Active | Yes | IN-BLR-ANANTA-VAV-393_3 | uuid://6379fa1e-c02e-4d52-87d2-47b92a8cb3ff | {"asset":{"guid":"uuid://6379fa1e-c02e-4d52-87d2-47b92a8cb3ff","site":"in-blr-ananta","name":"vav-393"}} | Airmech | [5 empty] | BACnet MS/TP | 120393 | 11545 | [21 empty] | HLI-24 | Proxied Device | Good | Airmech | 10 | N/A |  |  |  | neptronic_evcbseries | NEPTRONIC-EVCBSERIES
814 | Building Management System | VAV-394 | VAV-394 | Neptronic | EVCB SERIES | Standard | Serial | VAVCTR | 3 | 3C22 |  |  | Active | Yes | IN-BLR-ANANTA-VAV-394_3 | uuid://4452b3e1-fdd4-44fe-8f61-db4fb400ceab | {"asset":{"guid":"uuid://4452b3e1-fdd4-44fe-8f61-db4fb400ceab","site":"in-blr-ananta","name":"vav-394"}} | Airmech | [5 empty] | BACnet MS/TP | 120394 | 11545 | [21 empty] | HLI-24 | Proxied Device | Good | Airmech | 10 | N/A |  |  |  | neptronic_evcbseries | NEPTRONIC-EVCBSERIES
815 | Building Management System | VAV-395 | VAV-395 | Neptronic | EVCB SERIES | Standard | Serial | VAVCTR | 3 | 3C21 |  |  | Active | Yes | IN-BLR-ANANTA-VAV-395_3 | uuid://89236733-bae8-4c9c-a5ea-0df8cf3f3171 | {"asset":{"guid":"uuid://89236733-bae8-4c9c-a5ea-0df8cf3f3171","site":"in-blr-ananta","name":"vav-395"}} | Airmech | [5 empty] | BACnet MS/TP | 120395 | 11545 | [21 empty] | HLI-24 | Proxied Device | Good | Airmech | 10 | N/A |  |  |  | neptronic_evcbseries | NEPTRONIC-EVCBSERIES
816 | Building Management System | VAV-396 | VAV-396 | Neptronic | EVCB SERIES | Standard | Serial | VAVCTR | 3 | 3C20 |  |  | Active | Yes | IN-BLR-ANANTA-VAV-396_3 | uuid://4072d47f-6419-43ea-bf94-0d99108099b6 | {"asset":{"guid":"uuid://4072d47f-6419-43ea-bf94-0d99108099b6","site":"in-blr-ananta","name":"vav-396"}} | Airmech | [5 empty] | BACnet MS/TP | 120396 | 11545 | [21 empty] | HLI-24 | Proxied Device | Good | Airmech | 10 | N/A |  |  |  | neptronic_evcbseries | NEPTRONIC-EVCBSERIES
817 | Building Management System | VAV-397 | VAV-397 | Neptronic | EVCB SERIES | Standard | Serial | VAVCTR | 3 | 3I90 |  |  | Active | Yes | IN-BLR-ANANTA-VAV-397_3 | uuid://16342a04-92d1-4f62-a445-d2e9e04daf99 | {"asset":{"guid":"uuid://16342a04-92d1-4f62-a445-d2e9e04daf99","site":"in-blr-ananta","name":"vav-397"}} | Airmech | [5 empty] | BACnet MS/TP | 120397 | 11545 | [21 empty] | HLI-24 | Proxied Device | Good | Airmech | 10 | N/A |  |  |  | neptronic_evcbseries | NEPTRONIC-EVCBSERIES
818 | Building Management System | VAV-398 | VAV-398 | Neptronic | EVCB SERIES | Standard | Serial | VAVCTR | 3 | 3C6 |  |  | Active | Yes | IN-BLR-ANANTA-VAV-398_3 | uuid://81c5aedf-923d-40da-8964-b048799bb312 | {"asset":{"guid":"uuid://81c5aedf-923d-40da-8964-b048799bb312","site":"in-blr-ananta","name":"vav-398"}} | Airmech | [5 empty] | BACnet MS/TP | 120398 | 11545 | [21 empty] | HLI-24 | Proxied Device | Good | Airmech | 10 | N/A |  |  |  | neptronic_evcbseries | NEPTRONIC-EVCBSERIES
819 | Building Management System | VAV-399 | VAV-399 | Neptronic | EVCB SERIES | Standard | Serial | VAVCTR | 3 | 3C14 |  |  | Active | Yes | IN-BLR-ANANTA-VAV-399_3 | uuid://8cf6ba4f-c8a3-485d-8b2c-4e7a4d4381c3 | {"asset":{"guid":"uuid://8cf6ba4f-c8a3-485d-8b2c-4e7a4d4381c3","site":"in-blr-ananta","name":"vav-399"}} | Airmech | [5 empty] | BACnet MS/TP | 120399 | 11545 | [21 empty] | HLI-24 | Proxied Device | Good | Airmech | 10 | N/A |  |  |  | neptronic_evcbseries | NEPTRONIC-EVCBSERIES
820 | Building Management System | VAV-400 | VAV-400 | Neptronic | EVCB SERIES | Standard | Serial | VAVCTR | 3 | 3C7 |  |  | Active | Yes | IN-BLR-ANANTA-VAV-400_3 | uuid://344e30d8-7ed5-4c81-8676-ea6e33bb8bb5 | {"asset":{"guid":"uuid://344e30d8-7ed5-4c81-8676-ea6e33bb8bb5","site":"in-blr-ananta","name":"vav-400"}} | Airmech | [5 empty] | BACnet MS/TP | 120400 | 11545 | [21 empty] | HLI-24 | Proxied Device | Good | Airmech | 10 | N/A |  |  |  | neptronic_evcbseries | NEPTRONIC-EVCBSERIES
821 | Building Management System | VAV-401 | VAV-401 | Neptronic | EVCB SERIES | Standard | Serial | VAVCTR | 3 | C3103 |  |  | Active | Yes | IN-BLR-ANANTA-VAV-401_3 | uuid://95e3e786-f241-4bf9-9a21-b419dab6f18b | {"asset":{"guid":"uuid://95e3e786-f241-4bf9-9a21-b419dab6f18b","site":"in-blr-ananta","name":"vav-401"}} | Airmech | [5 empty] | BACnet MS/TP | 120401 | 11545 | [21 empty] | HLI-24 | Proxied Device | Good | Airmech | 10 | N/A |  |  |  | neptronic_evcbseries | NEPTRONIC-EVCBSERIES
822 | Building Management System | VAV-402 | VAV-402 | Neptronic | EVCB SERIES | Standard | Serial | VAVCTR | 3 | 370 |  |  | Active | Yes | IN-BLR-ANANTA-VAV-402_3 | uuid://79f77a3e-7756-40f1-a1f6-f7c634d4e89c | {"asset":{"guid":"uuid://79f77a3e-7756-40f1-a1f6-f7c634d4e89c","site":"in-blr-ananta","name":"vav-402"}} | Airmech | [5 empty] | BACnet MS/TP | 120402 | 11545 | [21 empty] | HLI-24 | Proxied Device | Good | Airmech | 10 | N/A |  |  |  | neptronic_evcbseries | NEPTRONIC-EVCBSERIES
823 | Building Management System | VAV-403 | VAV-403 | Neptronic | EVCB SERIES | Standard | Serial | VAVCTR | 3 | 363 |  |  | Active | Yes | IN-BLR-ANANTA-VAV-403_3 | uuid://143ef8a2-fb45-400c-aa86-dfff3567bb03 | {"asset":{"guid":"uuid://143ef8a2-fb45-400c-aa86-dfff3567bb03","site":"in-blr-ananta","name":"vav-403"}} | Airmech | [5 empty] | BACnet MS/TP | 120403 | 11545 | [21 empty] | HLI-24 | Proxied Device | Good | Airmech | 10 | N/A |  |  |  | neptronic_evcbseries | NEPTRONIC-EVCBSERIES
824 | Building Management System | VAV-404 | VAV-404 | Neptronic | EVCB SERIES | Standard | Serial | VAVCTR | 3 | 3C11 |  |  | Active | Yes | IN-BLR-ANANTA-VAV-404_3 | uuid://7a98aac1-afaf-48d3-9b4c-66ded06af9cb | {"asset":{"guid":"uuid://7a98aac1-afaf-48d3-9b4c-66ded06af9cb","site":"in-blr-ananta","name":"vav-404"}} | Airmech | [5 empty] | BACnet MS/TP | 120404 | 11545 | [21 empty] | HLI-24 | Proxied Device | Good | Airmech | 10 | N/A |  |  |  | neptronic_evcbseries | NEPTRONIC-EVCBSERIES
825 | Building Management System | VAV-405 | VAV-405 | Neptronic | EVCB SERIES | Standard | Serial | VAVCTR | 3 | 3C10 |  |  | Active | Yes | IN-BLR-ANANTA-VAV-405_3 | uuid://954876ab-2fd5-4b0e-99ec-d07ac8eb9269 | {"asset":{"guid":"uuid://954876ab-2fd5-4b0e-99ec-d07ac8eb9269","site":"in-blr-ananta","name":"vav-405"}} | Airmech | [5 empty] | BACnet MS/TP | 120405 | 11545 | [21 empty] | HLI-24 | Proxied Device | Good | Airmech | 10 | N/A |  |  |  | neptronic_evcbseries | NEPTRONIC-EVCBSERIES
826 | Building Management System | VAV-406 | VAV-406 | Neptronic | EVCB SERIES | Standard | Serial | VAVCTR | 3 | 3C9 |  |  | Active | Yes | IN-BLR-ANANTA-VAV-406_3 | uuid://2c76ed27-d38f-49c1-9c34-8409a8a9cd28 | {"asset":{"guid":"uuid://2c76ed27-d38f-49c1-9c34-8409a8a9cd28","site":"in-blr-ananta","name":"vav-406"}} | Airmech | [5 empty] | BACnet MS/TP | 120406 | 11545 | [21 empty] | HLI-24 | Proxied Device | Good | Airmech | 10 | N/A |  |  |  | neptronic_evcbseries | NEPTRONIC-EVCBSERIES
827 | Building Management System | VAV-407 | VAV-407 | Neptronic | EVCB SERIES | Standard | Serial | VAVCTR | 3 | 3B9 |  |  | Active | Yes | IN-BLR-ANANTA-VAV-407_3 | uuid://bfd956b6-dac8-4112-a01d-971f1e9f216f | {"asset":{"guid":"uuid://bfd956b6-dac8-4112-a01d-971f1e9f216f","site":"in-blr-ananta","name":"vav-407"}} | Airmech | [5 empty] | BACnet MS/TP | 120407 | 11670 | [21 empty] | HLI-24 | Proxied Device | Good | Airmech | 10 | N/A |  |  |  | neptronic_evcbseries | NEPTRONIC-EVCBSERIES
828 | Building Management System | VAV-408 | VAV-408 | Neptronic | EVCB SERIES | Standard | Serial | VAVCTR | 3 | 3I60 |  |  | Active | Yes | IN-BLR-ANANTA-VAV-408_3 | uuid://d824a77e-aa81-40c4-9202-61d6d43025bc | {"asset":{"guid":"uuid://d824a77e-aa81-40c4-9202-61d6d43025bc","site":"in-blr-ananta","name":"vav-408"}} | Airmech | [5 empty] | BACnet MS/TP | 120408 | 11545 | [21 empty] | HLI-24 | Proxied Device | Good | Airmech | 10 | N/A |  |  |  | neptronic_evcbseries | NEPTRONIC-EVCBSERIES
829 | Building Management System | VAV-409 | VAV-409 | Neptronic | EVCB SERIES | Standard | Serial | VAVCTR | 3 | 3B3 |  |  | Active | Yes | IN-BLR-ANANTA-VAV-409_3 | uuid://5a813fe6-a2f8-47e3-a8ab-b61905c4aad6 | {"asset":{"guid":"uuid://5a813fe6-a2f8-47e3-a8ab-b61905c4aad6","site":"in-blr-ananta","name":"vav-409"}} | Airmech | [5 empty] | BACnet MS/TP | 120409 | 11670 | [21 empty] | HLI-24 | Proxied Device | Good | Airmech | 10 | N/A |  |  |  | neptronic_evcbseries | NEPTRONIC-EVCBSERIES
830 | Building Management System | VAV-410 | VAV-410 | Neptronic | EVCB SERIES | Standard | Serial | VAVCTR | 3 | 3B3 |  |  | Active | Yes | IN-BLR-ANANTA-VAV-410_3 | uuid://c02abc9a-12ef-4877-aa7b-8b0227dfafe1 | {"asset":{"guid":"uuid://c02abc9a-12ef-4877-aa7b-8b0227dfafe1","site":"in-blr-ananta","name":"vav-410"}} | Airmech | [5 empty] | BACnet MS/TP | 120410 | 11670 | [21 empty] | HLI-24 | Proxied Device | Good | Airmech | 10 | N/A |  |  |  | neptronic_evcbseries | NEPTRONIC-EVCBSERIES
831 | Building Management System | VAV-411 | VAV-411 | Neptronic | EVCB SERIES | Standard | Serial | VAVCTR | 3 | 3B5 |  |  | Active | Yes | IN-BLR-ANANTA-VAV-411_3 | uuid://f41d7b72-3a70-4d67-9e04-952626eb51ed | {"asset":{"guid":"uuid://f41d7b72-3a70-4d67-9e04-952626eb51ed","site":"in-blr-ananta","name":"vav-411"}} | Airmech | [5 empty] | BACnet MS/TP | 120411 | 11670 | [21 empty] | HLI-24 | Proxied Device | Good | Airmech | 10 | N/A |  |  |  | neptronic_evcbseries | NEPTRONIC-EVCBSERIES
832 | Building Management System | VAV-412 | VAV-412 | Neptronic | EVCB SERIES | Standard | Serial | VAVCTR | 3 | 3B5 |  |  | Active | Yes | IN-BLR-ANANTA-VAV-412_3 | uuid://416928db-6e63-4702-9c3b-19e0edcb171f | {"asset":{"guid":"uuid://416928db-6e63-4702-9c3b-19e0edcb171f","site":"in-blr-ananta","name":"vav-412"}} | Airmech | [5 empty] | BACnet MS/TP | 120412 | 11670 | [21 empty] | HLI-24 | Proxied Device | Good | Airmech | 10 | N/A |  |  |  | neptronic_evcbseries | NEPTRONIC-EVCBSERIES
833 | Building Management System | VAV-413 | VAV-413 | Neptronic | EVCB SERIES | Standard | Serial | VAVCTR | 3 | 3I20 |  |  | Active | Yes | IN-BLR-ANANTA-VAV-413_3 | uuid://b413d3c4-8d13-4278-b807-82bc1b938234 | {"asset":{"guid":"uuid://b413d3c4-8d13-4278-b807-82bc1b938234","site":"in-blr-ananta","name":"vav-413"}} | Airmech | [5 empty] | BACnet MS/TP | 120413 | 11670 | [21 empty] | HLI-24 | Proxied Device | Good | Airmech | 10 | N/A |  |  |  | neptronic_evcbseries | NEPTRONIC-EVCBSERIES
834 | Building Management System | VAV-414 | VAV-414 | Neptronic | EVCB SERIES | Standard | Serial | VAVCTR | 3 | 3B8 |  |  | Active | Yes | IN-BLR-ANANTA-VAV-414_3 | uuid://dbd33e36-03e8-489a-9f2d-a3550f2f8af9 | {"asset":{"guid":"uuid://dbd33e36-03e8-489a-9f2d-a3550f2f8af9","site":"in-blr-ananta","name":"vav-414"}} | Airmech | [5 empty] | BACnet MS/TP | 120414 | 11670 | [21 empty] | HLI-24 | Proxied Device | Good | Airmech | 10 | N/A |  |  |  | neptronic_evcbseries | NEPTRONIC-EVCBSERIES
835 | Building Management System | VAV-415 | VAV-415 | Neptronic | EVCB SERIES | Standard | Serial | VAVCTR | 3 | 3B11 |  |  | Active | Yes | IN-BLR-ANANTA-VAV-415_3 | uuid://c43fe94e-523d-4f79-a370-c0e48d2b995b | {"asset":{"guid":"uuid://c43fe94e-523d-4f79-a370-c0e48d2b995b","site":"in-blr-ananta","name":"vav-415"}} | Airmech | [5 empty] | BACnet MS/TP | 120415 | 11670 | [21 empty] | HLI-24 | Proxied Device | Good | Airmech | 10 | N/A |  |  |  | neptronic_evcbseries | NEPTRONIC-EVCBSERIES
836 | Building Management System | VAV-416 | VAV-416 | Neptronic | EVCB SERIES | Standard | Serial | VAVCTR | 3 | 3B12 |  |  | Active | Yes | IN-BLR-ANANTA-VAV-416_3 | uuid://a016612b-abef-4233-9115-c65b6f7f882a | {"asset":{"guid":"uuid://a016612b-abef-4233-9115-c65b6f7f882a","site":"in-blr-ananta","name":"vav-416"}} | Airmech | [5 empty] | BACnet MS/TP | 120416 | 11670 | [21 empty] | HLI-24 | Proxied Device | Good | Airmech | 10 | N/A |  |  |  | neptronic_evcbseries | NEPTRONIC-EVCBSERIES
837 | Building Management System | VAV-417 | VAV-417 | Neptronic | EVCB SERIES | Standard | Serial | VAVCTR | 3 | 3B13 |  |  | Active | Yes | IN-BLR-ANANTA-VAV-417_3 | uuid://3fd4dffa-0eae-49d1-aa0f-7f5d56df1f00 | {"asset":{"guid":"uuid://3fd4dffa-0eae-49d1-aa0f-7f5d56df1f00","site":"in-blr-ananta","name":"vav-417"}} | Airmech | [5 empty] | BACnet MS/TP | 120417 | 11670 | [21 empty] | HLI-24 | Proxied Device | Good | Airmech | 10 | N/A |  |  |  | neptronic_evcbseries | NEPTRONIC-EVCBSERIES
838 | Building Management System | VAV-418 | VAV-418 | Neptronic | EVCB SERIES | Standard | Serial | VAVCTR | 3 | 3B14 |  |  | Active | Yes | IN-BLR-ANANTA-VAV-418_3 | uuid://b8e77db4-8158-4389-ac98-54bee42a58eb | {"asset":{"guid":"uuid://b8e77db4-8158-4389-ac98-54bee42a58eb","site":"in-blr-ananta","name":"vav-418"}} | Airmech | [5 empty] | BACnet MS/TP | 120418 | 11670 | [21 empty] | HLI-24 | Proxied Device | Good | Airmech | 10 | N/A |  |  |  | neptronic_evcbseries | NEPTRONIC-EVCBSERIES
839 | Building Management System | VAV-419 | VAV-419 | Neptronic | EVCB SERIES | Standard | Serial | VAVCTR | 3 | 3B15 |  |  | Active | Yes | IN-BLR-ANANTA-VAV-419_3 | uuid://b0f98121-97ff-430e-ad50-59784a541bcb | {"asset":{"guid":"uuid://b0f98121-97ff-430e-ad50-59784a541bcb","site":"in-blr-ananta","name":"vav-419"}} | Airmech | [5 empty] | BACnet MS/TP | 120419 | 11670 | [21 empty] | HLI-24 | Proxied Device | Good | Airmech | 10 | N/A |  |  |  | neptronic_evcbseries | NEPTRONIC-EVCBSERIES
840 | Building Management System | VAV-420 | VAV-420 | Neptronic | EVCB SERIES | Standard | Serial | VAVCTR | 3 | 3I40 |  |  | Active | Yes | IN-BLR-ANANTA-VAV-420_3 | uuid://a155a382-9f8e-4cba-aabe-ec192007726c | {"asset":{"guid":"uuid://a155a382-9f8e-4cba-aabe-ec192007726c","site":"in-blr-ananta","name":"vav-420"}} | Airmech | [5 empty] | BACnet MS/TP | 120420 | 11670 | [21 empty] | HLI-24 | Proxied Device | Good | Airmech | 10 | N/A |  |  |  | neptronic_evcbseries | NEPTRONIC-EVCBSERIES
841 | Building Management System | VAV-421 | VAV-421 | Neptronic | EVCB SERIES | Standard | Serial | VAVCTR | 3 | C381 |  |  | Active | Yes | IN-BLR-ANANTA-VAV-421_3 | uuid://38400843-9a43-4046-a19b-103a4575b0e8 | {"asset":{"guid":"uuid://38400843-9a43-4046-a19b-103a4575b0e8","site":"in-blr-ananta","name":"vav-421"}} | Airmech | [5 empty] | BACnet MS/TP | 120421 | 11670 | [21 empty] | HLI-24 | Proxied Device | Good | Airmech | 10 | N/A |  |  |  | neptronic_evcbseries | NEPTRONIC-EVCBSERIES
842 | Building Management System | VAV-422 | VAV-422 | Neptronic | EVCB SERIES | Standard | Serial | VAVCTR | 3 | 3I94 |  |  | Active | Yes | IN-BLR-ANANTA-VAV-422_3 | uuid://1d01ca87-25bd-4411-a595-b3c722df0e52 | {"asset":{"guid":"uuid://1d01ca87-25bd-4411-a595-b3c722df0e52","site":"in-blr-ananta","name":"vav-422"}} | Airmech | [5 empty] | BACnet MS/TP | 120422 | 11670 | [21 empty] | HLI-24 | Proxied Device | Good | Airmech | 10 | N/A |  |  |  | neptronic_evcbseries | NEPTRONIC-EVCBSERIES
843 | Building Management System | VAV-423 | VAV-423 | Neptronic | EVCB SERIES | Standard | Serial | VAVCTR | 3 | 3B10 |  |  | Active | Yes | IN-BLR-ANANTA-VAV-423_3 | uuid://918d3706-3836-4aba-b4c9-258bd6692f6a | {"asset":{"guid":"uuid://918d3706-3836-4aba-b4c9-258bd6692f6a","site":"in-blr-ananta","name":"vav-423"}} | Airmech | [5 empty] | BACnet MS/TP | 120423 | 11670 | [21 empty] | HLI-24 | Proxied Device | Good | Airmech | 10 | N/A |  |  |  | neptronic_evcbseries | NEPTRONIC-EVCBSERIES
844 | Building Management System | VAV-424 | VAV-424 | Neptronic | EVCB SERIES | Standard | Serial | VAVCTR | 3 | 319 |  |  | Active | Yes | IN-BLR-ANANTA-VAV-424_3 | uuid://4f702f36-ca28-42f1-af49-a43ec10ee4d7 | {"asset":{"guid":"uuid://4f702f36-ca28-42f1-af49-a43ec10ee4d7","site":"in-blr-ananta","name":"vav-424"}} | Airmech | [5 empty] | BACnet MS/TP | 120424 | 11583 | [21 empty] | DDC-24 | Proxied Device | Good | Airmech | 10 | N/A |  |  |  | neptronic_evcbseries | NEPTRONIC-EVCBSERIES
845 | Building Management System | VAV-425 | VAV-425 | Neptronic | EVCB SERIES | Standard | Serial | VAVCTR | 3 | MK Kitchen |  |  | Active | Yes | IN-BLR-ANANTA-VAV-425_3 | uuid://ab62fba2-2584-42a8-9e90-2e4112f4eafc | {"asset":{"guid":"uuid://ab62fba2-2584-42a8-9e90-2e4112f4eafc","site":"in-blr-ananta","name":"vav-425"}} | Airmech | [5 empty] | BACnet MS/TP | 120425 | 11583 | [21 empty] | DDC-24 | Proxied Device | Good | Airmech | 10 | N/A |  |  |  | neptronic_evcbseries | NEPTRONIC-EVCBSERIES
846 | Building Management System | VAV-426 | VAV-426 | Neptronic | EVCB SERIES | Standard | Serial | VAVCTR | 3 | 3C38 |  |  | Active | Yes | IN-BLR-ANANTA-VAV-426_3 | uuid://623cb34e-ed8c-4e9c-baed-c22d8744c320 | {"asset":{"guid":"uuid://623cb34e-ed8c-4e9c-baed-c22d8744c320","site":"in-blr-ananta","name":"vav-426"}} | Airmech | [5 empty] | BACnet MS/TP | 120426 | 11583 | [21 empty] | DDC-24 | Proxied Device | Good | Airmech | 10 | N/A |  |  |  | neptronic_evcbseries | NEPTRONIC-EVCBSERIES
847 | Building Management System | VAV-427 | VAV-427 | Neptronic | EVCB SERIES | Standard | Serial | VAVCTR | 3 | 3C37 |  |  | Active | Yes | IN-BLR-ANANTA-VAV-427_3 | uuid://bbd037b6-a6d7-4b2b-8886-65a24f8dd705 | {"asset":{"guid":"uuid://bbd037b6-a6d7-4b2b-8886-65a24f8dd705","site":"in-blr-ananta","name":"vav-427"}} | Airmech | [5 empty] | BACnet MS/TP | 120427 | 11583 | [21 empty] | DDC-24 | Proxied Device | Good | Airmech | 10 | N/A |  |  |  | neptronic_evcbseries | NEPTRONIC-EVCBSERIES
848 | Building Management System | VAV-428 | VAV-428 | Neptronic | EVCB SERIES | Standard | Serial | VAVCTR | 3 | 3I64 |  |  | Active | Yes | IN-BLR-ANANTA-VAV-428_3 | uuid://8098d9e8-a0fe-4ace-939d-e038dabaaf9c | {"asset":{"guid":"uuid://8098d9e8-a0fe-4ace-939d-e038dabaaf9c","site":"in-blr-ananta","name":"vav-428"}} | Airmech | [5 empty] | BACnet MS/TP | 120428 | 11583 | [21 empty] | DDC-24 | Proxied Device | Good | Airmech | 10 | N/A |  |  |  | neptronic_evcbseries | NEPTRONIC-EVCBSERIES
849 | Building Management System | VAV-429 | VAV-429 | Neptronic | EVCB SERIES | Standard | Serial | VAVCTR | 3 | 3A53 |  |  | Active | Yes | IN-BLR-ANANTA-VAV-429_3 | uuid://d095e37f-f231-400b-b17e-0e2f97c5ac83 | {"asset":{"guid":"uuid://d095e37f-f231-400b-b17e-0e2f97c5ac83","site":"in-blr-ananta","name":"vav-429"}} | Airmech | [5 empty] | BACnet MS/TP | 120429 | 11552 | [21 empty] | HLI-31 | Proxied Device | Good | Airmech | 10 | N/A |  |  |  | neptronic_evcbseries | NEPTRONIC-EVCBSERIES
850 | Building Management System | VAV-430 | VAV-430 | Neptronic | EVCB SERIES | Standard | Serial | VAVCTR | 3 | 3A54 |  |  | Active | Yes | IN-BLR-ANANTA-VAV-430_3 | uuid://1207c44c-9386-4e8e-89de-f95fcc7fa82c | {"asset":{"guid":"uuid://1207c44c-9386-4e8e-89de-f95fcc7fa82c","site":"in-blr-ananta","name":"vav-430"}} | Airmech | [5 empty] | BACnet MS/TP | 120430 | 11552 | [21 empty] | HLI-31 | Proxied Device | Good | Airmech | 10 | N/A |  |  |  | neptronic_evcbseries | NEPTRONIC-EVCBSERIES
851 | Building Management System | VAV-431 | VAV-431 | Neptronic | EVCB SERIES | Standard | Serial | VAVCTR | 3 | 3A55 |  |  | Active | Yes | IN-BLR-ANANTA-VAV-431_3 | uuid://cbcf0ee8-bab4-4767-8120-3c6bf5d5fbbf | {"asset":{"guid":"uuid://cbcf0ee8-bab4-4767-8120-3c6bf5d5fbbf","site":"in-blr-ananta","name":"vav-431"}} | Airmech | [5 empty] | BACnet MS/TP | 120431 | 11552 | [21 empty] | HLI-31 | Proxied Device | Good | Airmech | 10 | N/A |  |  |  | neptronic_evcbseries | NEPTRONIC-EVCBSERIES
852 | Building Management System | VAV-432 | VAV-432 | Neptronic | EVCB SERIES | Standard | Serial | VAVCTR | 3 | 3A56 |  |  | Active | Yes | IN-BLR-ANANTA-VAV-432_3 | uuid://8220d6c3-97c7-4499-9b26-76b6d597acaa | {"asset":{"guid":"uuid://8220d6c3-97c7-4499-9b26-76b6d597acaa","site":"in-blr-ananta","name":"vav-432"}} | Airmech | [5 empty] | BACnet MS/TP | 120432 | 11552 | [21 empty] | HLI-31 | Proxied Device | Good | Airmech | 10 | N/A |  |  |  | neptronic_evcbseries | NEPTRONIC-EVCBSERIES
853 | Building Management System | VAV-433 | VAV-433 | Neptronic | EVCB SERIES | Standard | Serial | VAVCTR | 3 | 3A209 |  |  | Active | Yes | IN-BLR-ANANTA-VAV-433_3 | uuid://4311b6fb-fe25-4c1b-b4a3-cbcb7d196dfd | {"asset":{"guid":"uuid://4311b6fb-fe25-4c1b-b4a3-cbcb7d196dfd","site":"in-blr-ananta","name":"vav-433"}} | Airmech | [5 empty] | BACnet MS/TP | 120433 | 11552 | [21 empty] | HLI-31 | Proxied Device | Good | Airmech | 10 | N/A |  |  |  | neptronic_evcbseries | NEPTRONIC-EVCBSERIES
854 | Building Management System | VAV-434 | VAV-434 | Neptronic | EVCB SERIES | Standard | Serial | VAVCTR | 3 | Electrical Room -3 |  |  | Active | Yes | IN-BLR-ANANTA-VAV-434_3 | uuid://76c1f815-b78b-4562-8497-d622c97c9458 | {"asset":{"guid":"uuid://76c1f815-b78b-4562-8497-d622c97c9458","site":"in-blr-ananta","name":"vav-434"}} | Airmech | [5 empty] | BACnet MS/TP | 120434 | 11552 | [21 empty] | HLI-31 | Proxied Device | Good | Airmech | 10 | N/A |  |  |  | neptronic_evcbseries | NEPTRONIC-EVCBSERIES
855 | Building Management System | VAV-435 | VAV-435 | Neptronic | EVCB SERIES | Standard | Serial | VAVCTR | 3 | 304 & C387 |  |  | Active | Yes | IN-BLR-ANANTA-VAV-435_3 | uuid://df29b19d-f9fe-4dc6-aa56-11ed50f00b3e | {"asset":{"guid":"uuid://df29b19d-f9fe-4dc6-aa56-11ed50f00b3e","site":"in-blr-ananta","name":"vav-435"}} | Airmech | [5 empty] | BACnet MS/TP | 120435 | 11552 | [21 empty] | HLI-31 | Proxied Device | Good | Airmech | 10 | N/A |  |  |  | neptronic_evcbseries | NEPTRONIC-EVCBSERIES
856 | Building Management System | VAV-436 | VAV-436 | Neptronic | EVCB SERIES | Standard | Serial | VAVCTR | 3 | Life Lobby |  |  | Active | Yes | IN-BLR-ANANTA-VAV-436_3 | uuid://10e89343-fb2a-4827-b6d1-55ead9557f3c | {"asset":{"guid":"uuid://10e89343-fb2a-4827-b6d1-55ead9557f3c","site":"in-blr-ananta","name":"vav-436"}} | Airmech | [5 empty] | BACnet MS/TP | 120436 | 11552 | [21 empty] | HLI-31 | Proxied Device | Good | Airmech | 10 | N/A |  |  |  | neptronic_evcbseries | NEPTRONIC-EVCBSERIES
857 | Building Management System | VAV-437 | VAV-437 | Neptronic | EVCB SERIES | Standard | Serial | VAVCTR | 3 | Life Lobby |  |  | Active | Yes | IN-BLR-ANANTA-VAV-437_3 | uuid://6e5d76bc-7369-4636-98fa-6682f856b760 | {"asset":{"guid":"uuid://6e5d76bc-7369-4636-98fa-6682f856b760","site":"in-blr-ananta","name":"vav-437"}} | Airmech | [5 empty] | BACnet MS/TP | 120437 | 11552 | [21 empty] | HLI-31 | Proxied Device | Good | Airmech | 10 | N/A |  |  |  | neptronic_evcbseries | NEPTRONIC-EVCBSERIES
858 | Building Management System | VAV-438 | VAV-438 | Neptronic | EVCB SERIES | Standard | Serial | VAVCTR | 3 | Life Lobby |  |  | Active | Yes | IN-BLR-ANANTA-VAV-438_3 | uuid://4d17ae1a-2fbf-4437-822a-8c4e353d0a53 | {"asset":{"guid":"uuid://4d17ae1a-2fbf-4437-822a-8c4e353d0a53","site":"in-blr-ananta","name":"vav-438"}} | Airmech | [5 empty] | BACnet MS/TP | 120438 | 11552 | [21 empty] | HLI-31 | Proxied Device | Good | Airmech | 10 | N/A |  |  |  | neptronic_evcbseries | NEPTRONIC-EVCBSERIES
859 | Building Management System | VAV-439 | VAV-439 | Neptronic | EVCB SERIES | Standard | Serial | VAVCTR | 3 | FA - AHU Room |  |  | Active | Yes | IN-BLR-ANANTA-VAV-439_3 | uuid://5e6db514-2dae-463d-8944-646afd038fad | {"asset":{"guid":"uuid://5e6db514-2dae-463d-8944-646afd038fad","site":"in-blr-ananta","name":"vav-439"}} | Airmech | [5 empty] | BACnet MS/TP | 120439 | 11533 | [21 empty] | HLI-31 | Proxied Device | Good | Airmech | 10 | N/A |  |  |  | neptronic_evcbseries | NEPTRONIC-EVCBSERIES
860 | Building Management System | VAV-440 | VAV-440 | Neptronic | EVCB SERIES | Standard | Serial | VAVCTR | 3 | 3A50 & 3A51 |  |  | Active | Yes | IN-BLR-ANANTA-VAV-440_3 | uuid://1722cb4a-3df8-43a0-9542-f620739b6f03 | {"asset":{"guid":"uuid://1722cb4a-3df8-43a0-9542-f620739b6f03","site":"in-blr-ananta","name":"vav-440"}} | Airmech | [5 empty] | BACnet MS/TP | 120440 | 11533 | [21 empty] | HLI-31 | Proxied Device | Good | Airmech | 10 | N/A |  |  |  | neptronic_evcbseries | NEPTRONIC-EVCBSERIES
861 | Building Management System | VAV-441 | VAV-441 | Neptronic | EVCB SERIES | Standard | Serial | VAVCTR | 3 | 3A49 |  |  | Active | Yes | IN-BLR-ANANTA-VAV-441_3 | uuid://200089be-b180-418c-94d7-7a21609fce9d | {"asset":{"guid":"uuid://200089be-b180-418c-94d7-7a21609fce9d","site":"in-blr-ananta","name":"vav-441"}} | Airmech | [5 empty] | BACnet MS/TP | 120441 | 11533 | [21 empty] | HLI-31 | Proxied Device | Good | Airmech | 10 | N/A |  |  |  | neptronic_evcbseries | NEPTRONIC-EVCBSERIES
862 | Building Management System | VAV-442 | VAV-442 | Neptronic | EVCB SERIES | Standard | Serial | VAVCTR | 3 | 3A95 |  |  | Active | Yes | IN-BLR-ANANTA-VAV-442_3 | uuid://d6d4ac0b-fed4-437f-bbbc-8300ab87f2cf | {"asset":{"guid":"uuid://d6d4ac0b-fed4-437f-bbbc-8300ab87f2cf","site":"in-blr-ananta","name":"vav-442"}} | Airmech | [5 empty] | BACnet MS/TP | 120442 | 11533 | [21 empty] | HLI-31 | Proxied Device | Good | Airmech | 10 | N/A |  |  |  | neptronic_evcbseries | NEPTRONIC-EVCBSERIES
863 | Building Management System | VAV-443 | VAV-443 | Neptronic | EVCB SERIES | Standard | Serial | VAVCTR | 3 | 3A159 |  |  | Active | Yes | IN-BLR-ANANTA-VAV-443_3 | uuid://f944bc05-fb33-4471-9fb6-c42e24f8f25f | {"asset":{"guid":"uuid://f944bc05-fb33-4471-9fb6-c42e24f8f25f","site":"in-blr-ananta","name":"vav-443"}} | Airmech | [5 empty] | BACnet MS/TP | 120443 | 11533 | [21 empty] | HLI-31 | Proxied Device | Good | Airmech | 10 | N/A |  |  |  | neptronic_evcbseries | NEPTRONIC-EVCBSERIES
864 | Building Management System | VAV-444 | VAV-444 | Neptronic | EVCB SERIES | Standard | Serial | VAVCTR | 3 | 3A159 |  |  | Active | Yes | IN-BLR-ANANTA-VAV-444_3 | uuid://ba2d386a-6c5f-43ca-ad81-1ec3a614e918 | {"asset":{"guid":"uuid://ba2d386a-6c5f-43ca-ad81-1ec3a614e918","site":"in-blr-ananta","name":"vav-444"}} | Airmech | [5 empty] | BACnet MS/TP | 120444 | 11533 | [21 empty] | HLI-31 | Proxied Device | Good | Airmech | 10 | N/A |  |  |  | neptronic_evcbseries | NEPTRONIC-EVCBSERIES
865 | Building Management System | VAV-445 | VAV-445 | Neptronic | EVCB SERIES | Standard | Serial | VAVCTR | 3 | 3A89 |  |  | Active | Yes | IN-BLR-ANANTA-VAV-445_3 | uuid://8b641809-72af-491d-a278-a66f8ca05094 | {"asset":{"guid":"uuid://8b641809-72af-491d-a278-a66f8ca05094","site":"in-blr-ananta","name":"vav-445"}} | Airmech | [5 empty] | BACnet MS/TP | 120445 | 11533 | [21 empty] | HLI-31 | Proxied Device | Good | Airmech | 10 | N/A |  |  |  | neptronic_evcbseries | NEPTRONIC-EVCBSERIES
866 | Building Management System | VAV-446 | VAV-446 | Neptronic | EVCB SERIES | Standard | Serial | VAVCTR | 3 | 3A187 |  |  | Active | Yes | IN-BLR-ANANTA-VAV-446_3 | uuid://cc60653c-9254-435b-9655-bf0d3413afad | {"asset":{"guid":"uuid://cc60653c-9254-435b-9655-bf0d3413afad","site":"in-blr-ananta","name":"vav-446"}} | Airmech | [5 empty] | BACnet MS/TP | 120446 | 11533 | [21 empty] | HLI-31 | Proxied Device | Good | Airmech | 10 | N/A |  |  |  | neptronic_evcbseries | NEPTRONIC-EVCBSERIES
867 | Building Management System | VAV-447 | VAV-447 | Neptronic | EVCB SERIES | Standard | Serial | VAVCTR | 3 | 3A195 |  |  | Active | Yes | IN-BLR-ANANTA-VAV-447_3 | uuid://493c6916-ad0f-47df-ad27-fb11a35f0ba3 | {"asset":{"guid":"uuid://493c6916-ad0f-47df-ad27-fb11a35f0ba3","site":"in-blr-ananta","name":"vav-447"}} | Airmech | [5 empty] | BACnet MS/TP | 120447 | 11533 | [21 empty] | HLI-31 | Proxied Device | Good | Airmech | 10 | N/A |  |  |  | neptronic_evcbseries | NEPTRONIC-EVCBSERIES
868 | Building Management System | VAV-448 | VAV-448 | Neptronic | EVCB SERIES | Standard | Serial | VAVCTR | 3 | Electrical Room - 4 |  |  | Active | Yes | IN-BLR-ANANTA-VAV-448_3 | uuid://a27a0a39-a8d7-4f28-91f9-00dee499d8e3 | {"asset":{"guid":"uuid://a27a0a39-a8d7-4f28-91f9-00dee499d8e3","site":"in-blr-ananta","name":"vav-448"}} | Airmech | [5 empty] | BACnet MS/TP | 120448 | 11548 | [21 empty] | HLI-29 | Proxied Device | Good | Airmech | 10 | N/A |  |  |  | neptronic_evcbseries | NEPTRONIC-EVCBSERIES
869 | Building Management System | VAV-449 | VAV-449 | Neptronic | EVCB SERIES | Standard | Serial | VAVCTR | 3 | 3D38 & 3D39 |  |  | Active | Yes | IN-BLR-ANANTA-VAV-449_3 | uuid://d8b8e862-2277-40c7-8974-aa8dfdfe36bf | {"asset":{"guid":"uuid://d8b8e862-2277-40c7-8974-aa8dfdfe36bf","site":"in-blr-ananta","name":"vav-449"}} | Airmech | [5 empty] | BACnet MS/TP | 120449 | 11548 | [21 empty] | HLI-29 | Proxied Device | Good | Airmech | 10 | N/A |  |  |  | neptronic_evcbseries | NEPTRONIC-EVCBSERIES
870 | Building Management System | VAV-450 | VAV-450 | Neptronic | EVCB SERIES | Standard | Serial | VAVCTR | 3 | Lounge |  |  | Active | Yes | IN-BLR-ANANTA-VAV-450_3 | uuid://5f94d15b-5465-4cab-a06b-8c764b304e25 | {"asset":{"guid":"uuid://5f94d15b-5465-4cab-a06b-8c764b304e25","site":"in-blr-ananta","name":"vav-450"}} | Airmech | [5 empty] | BACnet MS/TP | 120450 | 11548 | [21 empty] | HLI-29 | Proxied Device | Good | Airmech | 10 | N/A |  |  |  | neptronic_evcbseries | NEPTRONIC-EVCBSERIES
871 | Building Management System | VAV-451 | VAV-451 | Neptronic | EVCB SERIES | Standard | Serial | VAVCTR | 3 | 3D21 |  |  | Active | Yes | IN-BLR-ANANTA-VAV-451_3 | uuid://ee3505e9-ef09-4ed7-a904-645eb2cee1d2 | {"asset":{"guid":"uuid://ee3505e9-ef09-4ed7-a904-645eb2cee1d2","site":"in-blr-ananta","name":"vav-451"}} | Airmech | [5 empty] | BACnet MS/TP | 120451 | 11548 | [21 empty] | HLI-29 | Proxied Device | Good | Airmech | 10 | N/A |  |  |  | neptronic_evcbseries | NEPTRONIC-EVCBSERIES
872 | Building Management System | VAV-452 | VAV-452 | Neptronic | EVCB SERIES | Standard | Serial | VAVCTR | 3 | 3D22 |  |  | Active | Yes | IN-BLR-ANANTA-VAV-452_3 | uuid://21497c9d-7827-483e-9ee3-b9d9cb351d8d | {"asset":{"guid":"uuid://21497c9d-7827-483e-9ee3-b9d9cb351d8d","site":"in-blr-ananta","name":"vav-452"}} | Airmech | [5 empty] | BACnet MS/TP | 120452 | 11548 | [21 empty] | HLI-29 | Proxied Device | Good | Airmech | 10 | N/A |  |  |  | neptronic_evcbseries | NEPTRONIC-EVCBSERIES
873 | Building Management System | VAV-453 | VAV-453 | Neptronic | EVCB SERIES | Standard | Serial | VAVCTR | 3 | 3D34 |  |  | Active | Yes | IN-BLR-ANANTA-VAV-453_3 | uuid://3bff1c5b-52df-44b4-871d-3d8033f89419 | {"asset":{"guid":"uuid://3bff1c5b-52df-44b4-871d-3d8033f89419","site":"in-blr-ananta","name":"vav-453"}} | Airmech | [5 empty] | BACnet MS/TP | 120453 | 11548 | [21 empty] | HLI-29 | Proxied Device | Good | Airmech | 10 | N/A |  |  |  | neptronic_evcbseries | NEPTRONIC-EVCBSERIES
874 | Building Management System | VAV-454 | VAV-454 | Neptronic | EVCB SERIES | Standard | Serial | VAVCTR | 3 | 3D33 |  |  | Active | Yes | IN-BLR-ANANTA-VAV-454_3 | uuid://1ec2d047-377a-4fa8-a99a-278df3c78db1 | {"asset":{"guid":"uuid://1ec2d047-377a-4fa8-a99a-278df3c78db1","site":"in-blr-ananta","name":"vav-454"}} | Airmech | [5 empty] | BACnet MS/TP | 120454 | 11548 | [21 empty] | HLI-29 | Proxied Device | Good | Airmech | 10 | N/A |  |  |  | neptronic_evcbseries | NEPTRONIC-EVCBSERIES
875 | Building Management System | VAV-455 | VAV-455 | Neptronic | EVCB SERIES | Standard | Serial | VAVCTR | 3 | 3D32 |  |  | Active | Yes | IN-BLR-ANANTA-VAV-455_3 | uuid://87256e17-e5ae-49fa-b614-247c4ca907b8 | {"asset":{"guid":"uuid://87256e17-e5ae-49fa-b614-247c4ca907b8","site":"in-blr-ananta","name":"vav-455"}} | Airmech | [5 empty] | BACnet MS/TP | 120455 | 11548 | [21 empty] | HLI-29 | Proxied Device | Good | Airmech | 10 | N/A |  |  |  | neptronic_evcbseries | NEPTRONIC-EVCBSERIES
876 | Building Management System | VAV-456 | VAV-456 | Neptronic | EVCB SERIES | Standard | Serial | VAVCTR | 3 | Near by Phone Booth |  |  | Active | Yes | IN-BLR-ANANTA-VAV-456_3 | uuid://0c77c416-92ac-451d-8d7c-fe0c1868855b | {"asset":{"guid":"uuid://0c77c416-92ac-451d-8d7c-fe0c1868855b","site":"in-blr-ananta","name":"vav-456"}} | Airmech | [5 empty] | BACnet MS/TP | 120456 | 11548 | [21 empty] | HLI-29 | Proxied Device | Good | Airmech | 10 | N/A |  |  |  | neptronic_evcbseries | NEPTRONIC-EVCBSERIES
877 | Building Management System | VAV-457 | VAV-457 | Neptronic | EVCB SERIES | Standard | Serial | VAVCTR | 3 | 3D30 & 3D31 |  |  | Active | Yes | IN-BLR-ANANTA-VAV-457_3 | uuid://8a2e926f-ea30-454c-a4bd-9f19431da176 | {"asset":{"guid":"uuid://8a2e926f-ea30-454c-a4bd-9f19431da176","site":"in-blr-ananta","name":"vav-457"}} | Airmech | [5 empty] | BACnet MS/TP | 120457 | 11548 | [21 empty] | HLI-29 | Proxied Device | Good | Airmech | 10 | N/A |  |  |  | neptronic_evcbseries | NEPTRONIC-EVCBSERIES
878 | Building Management System | VAV-458 | VAV-458 | Neptronic | EVCB SERIES | Standard | Serial | VAVCTR | 3 | 3D27 |  |  | Active | Yes | IN-BLR-ANANTA-VAV-458_3 | uuid://c8e7ecc0-293f-4465-9e3f-32402b9c36d5 | {"asset":{"guid":"uuid://c8e7ecc0-293f-4465-9e3f-32402b9c36d5","site":"in-blr-ananta","name":"vav-458"}} | Airmech | [5 empty] | BACnet MS/TP | 120458 | 11548 | [21 empty] | HLI-29 | Proxied Device | Good | Airmech | 10 | N/A |  |  |  | neptronic_evcbseries | NEPTRONIC-EVCBSERIES
879 | Building Management System | VAV-459 | VAV-459 | Neptronic | EVCB SERIES | Standard | Serial | VAVCTR | 3 | 3D23 |  |  | Active | Yes | IN-BLR-ANANTA-VAV-459_3 | uuid://6bca4142-047b-43cb-84eb-279de41497bf | {"asset":{"guid":"uuid://6bca4142-047b-43cb-84eb-279de41497bf","site":"in-blr-ananta","name":"vav-459"}} | Airmech | [5 empty] | BACnet MS/TP | 120459 | 11548 | [21 empty] | HLI-29 | Proxied Device | Good | Airmech | 10 | N/A |  |  |  | neptronic_evcbseries | NEPTRONIC-EVCBSERIES
880 | Building Management System | VAV-460 | VAV-460 | Neptronic | EVCB SERIES | Standard | Serial | VAVCTR | 3 | 3D16 & 3D17 |  |  | Active | Yes | IN-BLR-ANANTA-VAV-460_3 | uuid://83e6d18e-07ba-4aec-b56d-f9b402fdcb01 | {"asset":{"guid":"uuid://83e6d18e-07ba-4aec-b56d-f9b402fdcb01","site":"in-blr-ananta","name":"vav-460"}} | Airmech | [5 empty] | BACnet MS/TP | 120460 | 11548 | [21 empty] | HLI-29 | Proxied Device | Good | Airmech | 10 | N/A |  |  |  | neptronic_evcbseries | NEPTRONIC-EVCBSERIES
881 | Building Management System | VAV-461 | VAV-461 | Neptronic | EVCB SERIES | Standard | Serial | VAVCTR | 3 | 3D18 |  |  | Active | Yes | IN-BLR-ANANTA-VAV-461_3 | uuid://9be8b899-8459-489b-bde0-a8c525c42b55 | {"asset":{"guid":"uuid://9be8b899-8459-489b-bde0-a8c525c42b55","site":"in-blr-ananta","name":"vav-461"}} | Airmech | [5 empty] | BACnet MS/TP | 120461 | 11548 | [21 empty] | HLI-29 | Proxied Device | Good | Airmech | 10 | N/A |  |  |  | neptronic_evcbseries | NEPTRONIC-EVCBSERIES
882 | Building Management System | VAV-462 | VAV-462 | Neptronic | EVCB SERIES | Standard | Serial | VAVCTR | 3 | 3D15 |  |  | Active | Yes | IN-BLR-ANANTA-VAV-462_3 | uuid://bbcf7d07-d9df-4355-88f0-721e0dbdb8c9 | {"asset":{"guid":"uuid://bbcf7d07-d9df-4355-88f0-721e0dbdb8c9","site":"in-blr-ananta","name":"vav-462"}} | Airmech | [5 empty] | BACnet MS/TP | 120462 | 11548 | [21 empty] | HLI-29 | Proxied Device | Good | Airmech | 10 | N/A |  |  |  | neptronic_evcbseries | NEPTRONIC-EVCBSERIES
883 | Building Management System | VAV-463 | VAV-463 | Neptronic | EVCB SERIES | Standard | Serial | VAVCTR | 3 | 3D19 |  |  | Active | Yes | IN-BLR-ANANTA-VAV-463_3 | uuid://d5bcd2cc-eb2f-4c86-96d0-fd63731fc15d | {"asset":{"guid":"uuid://d5bcd2cc-eb2f-4c86-96d0-fd63731fc15d","site":"in-blr-ananta","name":"vav-463"}} | Airmech | [5 empty] | BACnet MS/TP | 120463 | 11548 | [21 empty] | HLI-29 | Proxied Device | Good | Airmech | 10 | N/A |  |  |  | neptronic_evcbseries | NEPTRONIC-EVCBSERIES
884 | Building Management System | VAV-464 | VAV-464 | Neptronic | EVCB SERIES | Standard | Serial | VAVCTR | 3 | 3D19 |  |  | Active | Yes | IN-BLR-ANANTA-VAV-464_3 | uuid://7561e0b2-5c5e-4b9c-8b2a-0963482162c0 | {"asset":{"guid":"uuid://7561e0b2-5c5e-4b9c-8b2a-0963482162c0","site":"in-blr-ananta","name":"vav-464"}} | Airmech | [5 empty] | BACnet MS/TP | 120464 | 11548 | [21 empty] | HLI-29 | Proxied Device | Good | Airmech | 10 | N/A |  |  |  | neptronic_evcbseries | NEPTRONIC-EVCBSERIES
885 | Building Management System | VAV-465 | VAV-465 | Neptronic | EVCB SERIES | Standard | Serial | VAVCTR | 3 | 3D58 |  |  | Active | Yes | IN-BLR-ANANTA-VAV-465_3 | uuid://aecae208-b6de-4745-9337-acff2dd18ef4 | {"asset":{"guid":"uuid://aecae208-b6de-4745-9337-acff2dd18ef4","site":"in-blr-ananta","name":"vav-465"}} | Airmech | [5 empty] | BACnet MS/TP | 120465 | 11548 | [21 empty] | HLI-29 | Proxied Device | Good | Airmech | 10 | N/A |  |  |  | neptronic_evcbseries | NEPTRONIC-EVCBSERIES
886 | Building Management System | VAV-466 | VAV-466 | Neptronic | EVCB SERIES | Standard | Serial | VAVCTR | 3 | 3D20 |  |  | Active | Yes | IN-BLR-ANANTA-VAV-466_3 | uuid://6a52d23f-9a8c-454b-ab1c-5d8575b344ca | {"asset":{"guid":"uuid://6a52d23f-9a8c-454b-ab1c-5d8575b344ca","site":"in-blr-ananta","name":"vav-466"}} | Airmech | [5 empty] | BACnet MS/TP | 120466 | 11548 | [21 empty] | HLI-29 | Proxied Device | Good | Airmech | 10 | N/A |  |  |  | neptronic_evcbseries | NEPTRONIC-EVCBSERIES
887 | Building Management System | VAV-467 | VAV-467 | Neptronic | EVCB SERIES | Standard | Serial | VAVCTR | 3 | FA - AHU Room |  |  | Active | Yes | IN-BLR-ANANTA-VAV-467_3 | uuid://3b3cfe85-c580-4912-ad1b-4554cc23b09b | {"asset":{"guid":"uuid://3b3cfe85-c580-4912-ad1b-4554cc23b09b","site":"in-blr-ananta","name":"vav-467"}} | Airmech | [5 empty] | BACnet MS/TP | 120467 | 11549 | [21 empty] | HLI-29 | Proxied Device | Good | Airmech | 10 | N/A |  |  |  | neptronic_evcbseries | NEPTRONIC-EVCBSERIES
888 | Building Management System | VAV-468 | VAV-468 | Neptronic | EVCB SERIES | Standard | Serial | VAVCTR | 3 | 3D187 |  |  | Active | Yes | IN-BLR-ANANTA-VAV-468_3 | uuid://1bd5371f-19fc-4330-87cd-593f56ab597c | {"asset":{"guid":"uuid://1bd5371f-19fc-4330-87cd-593f56ab597c","site":"in-blr-ananta","name":"vav-468"}} | Airmech | [5 empty] | BACnet MS/TP | 120468 | 11549 | [21 empty] | HLI-29 | Proxied Device | Good | Airmech | 10 | N/A |  |  |  | neptronic_evcbseries | NEPTRONIC-EVCBSERIES
889 | Building Management System | VAV-469 | VAV-469 | Neptronic | EVCB SERIES | Standard | Serial | VAVCTR | 3 | 3D192 |  |  | Active | Yes | IN-BLR-ANANTA-VAV-469_3 | uuid://caaa74d9-3067-489c-b91a-4a227a687af0 | {"asset":{"guid":"uuid://caaa74d9-3067-489c-b91a-4a227a687af0","site":"in-blr-ananta","name":"vav-469"}} | Airmech | [5 empty] | BACnet MS/TP | 120469 | 11549 | [21 empty] | HLI-29 | Proxied Device | Good | Airmech | 10 | N/A |  |  |  | neptronic_evcbseries | NEPTRONIC-EVCBSERIES
890 | Building Management System | VAV-470 | VAV-470 | Neptronic | EVCB SERIES | Standard | Serial | VAVCTR | 3 | 3D214 |  |  | Active | Yes | IN-BLR-ANANTA-VAV-470_3 | uuid://a408528d-2d74-4e5e-87ed-0d07659c0596 | {"asset":{"guid":"uuid://a408528d-2d74-4e5e-87ed-0d07659c0596","site":"in-blr-ananta","name":"vav-470"}} | Airmech | [5 empty] | BACnet MS/TP | 120470 | 11549 | [21 empty] | HLI-29 | Proxied Device | Good | Airmech | 10 | N/A |  |  |  | neptronic_evcbseries | NEPTRONIC-EVCBSERIES
891 | Building Management System | VAV-471 | VAV-471 | Neptronic | EVCB SERIES | Standard | Serial | VAVCTR | 3 | 3D37 |  |  | Active | Yes | IN-BLR-ANANTA-VAV-471_3 | uuid://693f5a8d-682b-4575-bb1e-d6ea3c6a8301 | {"asset":{"guid":"uuid://693f5a8d-682b-4575-bb1e-d6ea3c6a8301","site":"in-blr-ananta","name":"vav-471"}} | Airmech | [5 empty] | BACnet MS/TP | 120471 | 11549 | [21 empty] | HLI-29 | Proxied Device | Good | Airmech | 10 | N/A |  |  |  | neptronic_evcbseries | NEPTRONIC-EVCBSERIES
892 | Building Management System | VAV-472 | VAV-472 | Neptronic | EVCB SERIES | Standard | Serial | VAVCTR | 3 | 3D36 |  |  | Active | Yes | IN-BLR-ANANTA-VAV-472_3 | uuid://d23cf3c4-9b7a-454d-b75a-9180b115c8fb | {"asset":{"guid":"uuid://d23cf3c4-9b7a-454d-b75a-9180b115c8fb","site":"in-blr-ananta","name":"vav-472"}} | Airmech | [5 empty] | BACnet MS/TP | 120472 | 11549 | [21 empty] | HLI-29 | Proxied Device | Good | Airmech | 10 | N/A |  |  |  | neptronic_evcbseries | NEPTRONIC-EVCBSERIES
893 | Building Management System | VAV-473 | VAV-473 | Neptronic | EVCB SERIES | Standard | Serial | VAVCTR | 3 | 3D35 |  |  | Active | Yes | IN-BLR-ANANTA-VAV-473_3 | uuid://67a87451-d653-4bef-9c92-fb3b423698f8 | {"asset":{"guid":"uuid://67a87451-d653-4bef-9c92-fb3b423698f8","site":"in-blr-ananta","name":"vav-473"}} | Airmech | [5 empty] | BACnet MS/TP | 120473 | 11549 | [21 empty] | HLI-29 | Proxied Device | Good | Airmech | 10 | N/A |  |  |  | neptronic_evcbseries | NEPTRONIC-EVCBSERIES
894 | Building Management System | VAV-474 | VAV-474 | Neptronic | EVCB SERIES | Standard | Serial | VAVCTR | 3 | 3D154 |  |  | Active | Yes | IN-BLR-ANANTA-VAV-474_3 | uuid://90842c7e-7f4f-4c9c-861a-00b39c16190e | {"asset":{"guid":"uuid://90842c7e-7f4f-4c9c-861a-00b39c16190e","site":"in-blr-ananta","name":"vav-474"}} | Airmech | [5 empty] | BACnet MS/TP | 120474 | 11549 | [21 empty] | HLI-29 | Proxied Device | Good | Airmech | 10 | N/A |  |  |  | neptronic_evcbseries | NEPTRONIC-EVCBSERIES
895 | Building Management System | VAV-475 | VAV-475 | Neptronic | EVCB SERIES | Standard | Serial | VAVCTR | 3 | 3D34 |  |  | Active | Yes | IN-BLR-ANANTA-VAV-475_3 | uuid://5382d7e5-2e02-43e4-bb20-27116d3ea0f6 | {"asset":{"guid":"uuid://5382d7e5-2e02-43e4-bb20-27116d3ea0f6","site":"in-blr-ananta","name":"vav-475"}} | Airmech | [5 empty] | BACnet MS/TP | 120475 | 11549 | [21 empty] | HLI-29 | Proxied Device | Good | Airmech | 10 | N/A |  |  |  | neptronic_evcbseries | NEPTRONIC-EVCBSERIES
896 | Building Management System | VAV-476 | VAV-476 | Neptronic | EVCB SERIES | Standard | Serial | VAVCTR | 3 | 3D37 |  |  | Active | Yes | IN-BLR-ANANTA-VAV-476_3 | uuid://b4ea7d1a-bf84-4b34-b0f3-d306f35a8fed | {"asset":{"guid":"uuid://b4ea7d1a-bf84-4b34-b0f3-d306f35a8fed","site":"in-blr-ananta","name":"vav-476"}} | Airmech | [5 empty] | BACnet MS/TP | 120476 | 11549 | [21 empty] | HLI-29 | Proxied Device | Good | Airmech | 10 | N/A |  |  |  | neptronic_evcbseries | NEPTRONIC-EVCBSERIES
897 | Building Management System | VAV-477 | VAV-477 | Neptronic | EVCB SERIES | Standard | Serial | VAVCTR | 3 | 3D40 |  |  | Active | Yes | IN-BLR-ANANTA-VAV-477_3 | uuid://74841fc2-6fbd-4d11-afa9-b5c078b19d5e | {"asset":{"guid":"uuid://74841fc2-6fbd-4d11-afa9-b5c078b19d5e","site":"in-blr-ananta","name":"vav-477"}} | Airmech | [5 empty] | BACnet MS/TP | 120477 | 11549 | [21 empty] | HLI-29 | Proxied Device | Good | Airmech | 10 | N/A |  |  |  | neptronic_evcbseries | NEPTRONIC-EVCBSERIES
898 | Building Management System | VAV-478 | VAV-478 | Neptronic | EVCB SERIES | Standard | Serial | VAVCTR | 3 | 3D40& 3D41 |  |  | Active | Yes | IN-BLR-ANANTA-VAV-478_3 | uuid://c6bd1d53-8378-4ab7-88c3-95b7c7da2379 | {"asset":{"guid":"uuid://c6bd1d53-8378-4ab7-88c3-95b7c7da2379","site":"in-blr-ananta","name":"vav-478"}} | Airmech | [5 empty] | BACnet MS/TP | 120478 | 11549 | [21 empty] | HLI-29 | Proxied Device | Good | Airmech | 10 | N/A |  |  |  | neptronic_evcbseries | NEPTRONIC-EVCBSERIES
899 | Building Management System | VAV-479 | VAV-479 | Neptronic | EVCB SERIES | Standard | Serial | VAVCTR | 3 | 3D223 |  |  | Active | Yes | IN-BLR-ANANTA-VAV-479_3 | uuid://08983be0-9ef4-4cee-8e03-f2c275d52a84 | {"asset":{"guid":"uuid://08983be0-9ef4-4cee-8e03-f2c275d52a84","site":"in-blr-ananta","name":"vav-479"}} | Airmech | [5 empty] | BACnet MS/TP | 120479 | 11549 | [21 empty] | HLI-29 | Proxied Device | Good | Airmech | 10 | N/A |  |  |  | neptronic_evcbseries | NEPTRONIC-EVCBSERIES
900 | Building Management System | VAV-480 | VAV-480 | Neptronic | EVCB SERIES | Standard | Serial | VAVCTR | 3 | No name |  |  | Active | Yes | IN-BLR-ANANTA-VAV-480_3 | uuid://16cc3e2b-202a-47dd-b680-90a88de9fbfb | {"asset":{"guid":"uuid://16cc3e2b-202a-47dd-b680-90a88de9fbfb","site":"in-blr-ananta","name":"vav-480"}} | Airmech | [5 empty] | BACnet MS/TP | 120480 | 11549 | [21 empty] | HLI-29 | Proxied Device | Good | Airmech | 10 | N/A |  |  |  | neptronic_evcbseries | NEPTRONIC-EVCBSERIES
901 | Building Management System | VAV-481 | VAV-481 | Neptronic | EVCB SERIES | Standard | Serial | VAVCTR | 3 | Near by W/S |  |  | Active | Yes | IN-BLR-ANANTA-VAV-481_3 | uuid://1a4cb16b-1c42-4fc6-98a0-8175edb4a7bc | {"asset":{"guid":"uuid://1a4cb16b-1c42-4fc6-98a0-8175edb4a7bc","site":"in-blr-ananta","name":"vav-481"}} | Airmech | [5 empty] | BACnet MS/TP | 120481 | 11549 | [21 empty] | HLI-29 | Proxied Device | Good | Airmech | 10 | N/A |  |  |  | neptronic_evcbseries | NEPTRONIC-EVCBSERIES
902 | Building Management System | VAV-482 | VAV-482 | Neptronic | EVCB SERIES | Standard | Serial | VAVCTR | 3 | Near by staircase |  |  | Active | Yes | IN-BLR-ANANTA-VAV-482_3 | uuid://0f99e0dc-742c-4c68-bee2-aac528a85d18 | {"asset":{"guid":"uuid://0f99e0dc-742c-4c68-bee2-aac528a85d18","site":"in-blr-ananta","name":"vav-482"}} | Airmech | [5 empty] | BACnet MS/TP | 120482 | 11549 | [21 empty] | HLI-29 | Proxied Device | Good | Airmech | 10 | N/A |  |  |  | neptronic_evcbseries | NEPTRONIC-EVCBSERIES
903 | Building Management System | VAV-483 | VAV-483 | Neptronic | EVCB SERIES | Standard | Serial | VAVCTR | 3 | No name |  |  | Active | Yes | IN-BLR-ANANTA-VAV-483_3 | uuid://2c98cbf8-fe0b-48a2-82eb-9184ef367962 | {"asset":{"guid":"uuid://2c98cbf8-fe0b-48a2-82eb-9184ef367962","site":"in-blr-ananta","name":"vav-483"}} | Airmech | [5 empty] | BACnet MS/TP | 120483 | 11549 | [21 empty] | HLI-29 | Proxied Device | Good | Airmech | 10 | N/A |  |  |  | neptronic_evcbseries | NEPTRONIC-EVCBSERIES
904 | Building Management System | VAV-484 | VAV-484 | Neptronic | EVCB SERIES | Standard | Serial | VAVCTR | 3 | Near By No name |  |  | Active | Yes | IN-BLR-ANANTA-VAV-484_3 | uuid://5f6ff1ed-35c8-44c8-9983-338cfb77ab15 | {"asset":{"guid":"uuid://5f6ff1ed-35c8-44c8-9983-338cfb77ab15","site":"in-blr-ananta","name":"vav-484"}} | Airmech | [5 empty] | BACnet MS/TP | 120484 | 11549 | [21 empty] | HLI-29 | Proxied Device | Good | Airmech | 10 | N/A |  |  |  | neptronic_evcbseries | NEPTRONIC-EVCBSERIES
905 | Building Management System | VAV-485 | VAV-485 | Neptronic | EVCB SERIES | Standard | Serial | VAVCTR | 3 | FA - AHU Room |  |  | Active | Yes | IN-BLR-ANANTA-VAV-485_3 | uuid://185905c7-431c-4d52-bab1-5f959b63bc3e | {"asset":{"guid":"uuid://185905c7-431c-4d52-bab1-5f959b63bc3e","site":"in-blr-ananta","name":"vav-485"}} | Airmech | [5 empty] | BACnet MS/TP | 120485 | 11554 | [21 empty] | HLI-28 | Proxied Device | Good | Airmech | 10 | N/A |  |  |  | neptronic_evcbseries | NEPTRONIC-EVCBSERIES
906 | Building Management System | VAV-486 | VAV-486 | Neptronic | EVCB SERIES | Standard | Serial | VAVCTR | 3 | Micro Kitchen |  |  | Active | Yes | IN-BLR-ANANTA-VAV-486_3 | uuid://53d25a2f-fa46-4577-8bc8-d216ba220447 | {"asset":{"guid":"uuid://53d25a2f-fa46-4577-8bc8-d216ba220447","site":"in-blr-ananta","name":"vav-486"}} | Airmech | [5 empty] | BACnet MS/TP | 120486 | 11554 | [21 empty] | HLI-28 | Proxied Device | Good | Airmech | 10 | N/A |  |  |  | neptronic_evcbseries | NEPTRONIC-EVCBSERIES
907 | Building Management System | VAV-487 | VAV-487 | Neptronic | EVCB SERIES | Standard | Serial | VAVCTR | 3 | Micro Kitchen |  |  | Active | Yes | IN-BLR-ANANTA-VAV-487_3 | uuid://fd4ef3ea-f86f-40b2-ab97-671be6e37e15 | {"asset":{"guid":"uuid://fd4ef3ea-f86f-40b2-ab97-671be6e37e15","site":"in-blr-ananta","name":"vav-487"}} | Airmech | [5 empty] | BACnet MS/TP | 120487 | 11554 | [21 empty] | HLI-28 | Proxied Device | Good | Airmech | 10 | N/A |  |  |  | neptronic_evcbseries | NEPTRONIC-EVCBSERIES
908 | Building Management System | VAV-488 | VAV-488 | Neptronic | EVCB SERIES | Standard | Serial | VAVCTR | 3 | 3C116 |  |  | Active | Yes | IN-BLR-ANANTA-VAV-488_3 | uuid://160ca675-922f-4f58-864b-50d870bb5626 | {"asset":{"guid":"uuid://160ca675-922f-4f58-864b-50d870bb5626","site":"in-blr-ananta","name":"vav-488"}} | Airmech | [5 empty] | BACnet MS/TP | 120488 | 11554 | [21 empty] | HLI-28 | Proxied Device | Good | Airmech | 10 | N/A |  |  |  | neptronic_evcbseries | NEPTRONIC-EVCBSERIES
909 | Building Management System | VAV-489 | VAV-489 | Neptronic | EVCB SERIES | Standard | Serial | VAVCTR | 3 | 3C116 |  |  | Active | Yes | IN-BLR-ANANTA-VAV-489_3 | uuid://c5c411ff-567f-4d10-86c7-a4c0231d36d0 | {"asset":{"guid":"uuid://c5c411ff-567f-4d10-86c7-a4c0231d36d0","site":"in-blr-ananta","name":"vav-489"}} | Airmech | [5 empty] | BACnet MS/TP | 120489 | 11554 | [21 empty] | HLI-28 | Proxied Device | Good | Airmech | 10 | N/A |  |  |  | neptronic_evcbseries | NEPTRONIC-EVCBSERIES
910 | Building Management System | VAV-490 | VAV-490 | Neptronic | EVCB SERIES | Standard | Serial | VAVCTR | 3 | 3I52 |  |  | Active | Yes | IN-BLR-ANANTA-VAV-490_3 | uuid://76c815d4-1b1c-4b54-ac01-c6b9bb914e30 | {"asset":{"guid":"uuid://76c815d4-1b1c-4b54-ac01-c6b9bb914e30","site":"in-blr-ananta","name":"vav-490"}} | Airmech | [5 empty] | BACnet MS/TP | 120490 | 11554 | [21 empty] | HLI-28 | Proxied Device | Good | Airmech | 10 | N/A |  |  |  | neptronic_evcbseries | NEPTRONIC-EVCBSERIES
911 | Building Management System | VAV-491 | VAV-491 | Neptronic | EVCB SERIES | Standard | Serial | VAVCTR | 3 | C309 |  |  | Active | Yes | IN-BLR-ANANTA-VAV-491_3 | uuid://d28b2644-27b3-4524-9b5f-a4246560650c | {"asset":{"guid":"uuid://d28b2644-27b3-4524-9b5f-a4246560650c","site":"in-blr-ananta","name":"vav-491"}} | Airmech | [5 empty] | BACnet MS/TP | 120491 | 11554 | [21 empty] | HLI-28 | Proxied Device | Good | Airmech | 10 | N/A |  |  |  | neptronic_evcbseries | NEPTRONIC-EVCBSERIES
912 | Building Management System | VAV-492 | VAV-492 | Neptronic | EVCB SERIES | Standard | Serial | VAVCTR | 3 | 3D4 |  |  | Active | Yes | IN-BLR-ANANTA-VAV-492_3 | uuid://09bde241-7540-420e-af24-b7d5ac3d8ff6 | {"asset":{"guid":"uuid://09bde241-7540-420e-af24-b7d5ac3d8ff6","site":"in-blr-ananta","name":"vav-492"}} | Airmech | [5 empty] | BACnet MS/TP | 120492 | 11554 | [21 empty] | HLI-28 | Proxied Device | Good | Airmech | 10 | N/A |  |  |  | neptronic_evcbseries | NEPTRONIC-EVCBSERIES
913 | Building Management System | VAV-493 | VAV-493 | Neptronic | EVCB SERIES | Standard | Serial | VAVCTR | 3 | 3D3 |  |  | Active | Yes | IN-BLR-ANANTA-VAV-493_3 | uuid://5c1d8a52-fe95-45fa-b24f-5fc71c8c0326 | {"asset":{"guid":"uuid://5c1d8a52-fe95-45fa-b24f-5fc71c8c0326","site":"in-blr-ananta","name":"vav-493"}} | Airmech | [5 empty] | BACnet MS/TP | 120493 | 11554 | [21 empty] | HLI-28 | Proxied Device | Good | Airmech | 10 | N/A |  |  |  | neptronic_evcbseries | NEPTRONIC-EVCBSERIES
914 | Building Management System | VAV-494 | VAV-494 | Neptronic | EVCB SERIES | Standard | Serial | VAVCTR | 3 | 3D5 |  |  | Active | Yes | IN-BLR-ANANTA-VAV-494_3 | uuid://81ed347d-98f6-4fb7-891d-051134655c7d | {"asset":{"guid":"uuid://81ed347d-98f6-4fb7-891d-051134655c7d","site":"in-blr-ananta","name":"vav-494"}} | Airmech | [5 empty] | BACnet MS/TP | 120494 | 11554 | [21 empty] | HLI-28 | Proxied Device | Good | Airmech | 10 | N/A |  |  |  | neptronic_evcbseries | NEPTRONIC-EVCBSERIES
915 | Building Management System | VAV-495 | VAV-495 | Neptronic | EVCB SERIES | Standard | Serial | VAVCTR | 3 | 3D7 |  |  | Active | Yes | IN-BLR-ANANTA-VAV-495_3 | uuid://beaf33d9-46a5-43a6-9317-c70c9ead9a31 | {"asset":{"guid":"uuid://beaf33d9-46a5-43a6-9317-c70c9ead9a31","site":"in-blr-ananta","name":"vav-495"}} | Airmech | [5 empty] | BACnet MS/TP | 120495 | 11554 | [21 empty] | HLI-28 | Proxied Device | Good | Airmech | 10 | N/A |  |  |  | neptronic_evcbseries | NEPTRONIC-EVCBSERIES
916 | Building Management System | VAV-496 | VAV-496 | Neptronic | EVCB SERIES | Standard | Serial | VAVCTR | 3 | 3D8 |  |  | Active | Yes | IN-BLR-ANANTA-VAV-496_3 | uuid://b1ce15ad-6d42-48a7-8926-c9d9aa39c494 | {"asset":{"guid":"uuid://b1ce15ad-6d42-48a7-8926-c9d9aa39c494","site":"in-blr-ananta","name":"vav-496"}} | Airmech | [5 empty] | BACnet MS/TP | 120496 | 11554 | [21 empty] | HLI-28 | Proxied Device | Good | Airmech | 10 | N/A |  |  |  | neptronic_evcbseries | NEPTRONIC-EVCBSERIES
917 | Building Management System | VAV-497 | VAV-497 | Neptronic | EVCB SERIES | Standard | Serial | VAVCTR | 3 | 3D6 |  |  | Active | Yes | IN-BLR-ANANTA-VAV-497_3 | uuid://68ae764d-2b85-4869-bd60-9ee1c7138f5a | {"asset":{"guid":"uuid://68ae764d-2b85-4869-bd60-9ee1c7138f5a","site":"in-blr-ananta","name":"vav-497"}} | Airmech | [5 empty] | BACnet MS/TP | 120497 | 11554 | [21 empty] | HLI-28 | Proxied Device | Good | Airmech | 10 | N/A |  |  |  | neptronic_evcbseries | NEPTRONIC-EVCBSERIES
918 | Building Management System | VAV-498 | VAV-498 | Neptronic | EVCB SERIES | Standard | Serial | VAVCTR | 3 | 3D54 |  |  | Active | Yes | IN-BLR-ANANTA-VAV-498_3 | uuid://9e3008a2-58dc-4ca9-a448-dafeed026417 | {"asset":{"guid":"uuid://9e3008a2-58dc-4ca9-a448-dafeed026417","site":"in-blr-ananta","name":"vav-498"}} | Airmech | [5 empty] | BACnet MS/TP | 120498 | 11555 | [21 empty] | HLI-28 | Proxied Device | Good | Airmech | 10 | N/A |  |  |  | neptronic_evcbseries | NEPTRONIC-EVCBSERIES
919 | Building Management System | VAV-499 | VAV-499 | Neptronic | EVCB SERIES | Standard | Serial | VAVCTR | 3 | 3D53 |  |  | Active | Yes | IN-BLR-ANANTA-VAV-499_3 | uuid://0e1501b1-9ec4-4c37-a081-82123e78029c | {"asset":{"guid":"uuid://0e1501b1-9ec4-4c37-a081-82123e78029c","site":"in-blr-ananta","name":"vav-499"}} | Airmech | [5 empty] | BACnet MS/TP | 120499 | 11555 | [21 empty] | HLI-28 | Proxied Device | Good | Airmech | 10 | N/A |  |  |  | neptronic_evcbseries | NEPTRONIC-EVCBSERIES
920 | Building Management System | VAV-500 | VAV-500 | Neptronic | EVCB SERIES | Standard | Serial | VAVCTR | 3 | 3D52 |  |  | Active | Yes | IN-BLR-ANANTA-VAV-500_3 | uuid://603c0b4c-cb03-41cd-b72a-f3d4697b323a | {"asset":{"guid":"uuid://603c0b4c-cb03-41cd-b72a-f3d4697b323a","site":"in-blr-ananta","name":"vav-500"}} | Airmech | [5 empty] | BACnet MS/TP | 120500 | 11555 | [21 empty] | HLI-28 | Proxied Device | Good | Airmech | 10 | N/A |  |  |  | neptronic_evcbseries | NEPTRONIC-EVCBSERIES
921 | Building Management System | VAV-501 | VAV-501 | Neptronic | EVCB SERIES | Standard | Serial | VAVCTR | 3 | 3D103 |  |  | Active | Yes | IN-BLR-ANANTA-VAV-501_3 | uuid://05f11648-f1fa-41aa-a571-91fc9f53ce6c | {"asset":{"guid":"uuid://05f11648-f1fa-41aa-a571-91fc9f53ce6c","site":"in-blr-ananta","name":"vav-501"}} | Airmech | [5 empty] | BACnet MS/TP | 120501 | 11555 | [21 empty] | HLI-28 | Proxied Device | Good | Airmech | 10 | N/A |  |  |  | neptronic_evcbseries | NEPTRONIC-EVCBSERIES
922 | Building Management System | VAV-502 | VAV-502 | Neptronic | EVCB SERIES | Standard | Serial | VAVCTR | 3 | C319 |  |  | Active | Yes | IN-BLR-ANANTA-VAV-502_3 | uuid://1a97cb81-6c0f-4d04-83d3-dcef96787a1f | {"asset":{"guid":"uuid://1a97cb81-6c0f-4d04-83d3-dcef96787a1f","site":"in-blr-ananta","name":"vav-502"}} | Airmech | [5 empty] | BACnet MS/TP | 120502 | 11555 | [21 empty] | HLI-28 | Proxied Device | Good | Airmech | 10 | N/A |  |  |  | neptronic_evcbseries | NEPTRONIC-EVCBSERIES
923 | Building Management System | VAV-503 | VAV-503 | Neptronic | EVCB SERIES | Standard | Serial | VAVCTR | 3 | 3D067 |  |  | Active | Yes | IN-BLR-ANANTA-VAV-503_3 | uuid://9042a9b4-2bb6-4d78-881d-3b909b4f121d | {"asset":{"guid":"uuid://9042a9b4-2bb6-4d78-881d-3b909b4f121d","site":"in-blr-ananta","name":"vav-503"}} | Airmech | [5 empty] | BACnet MS/TP | 120503 | 11555 | [21 empty] | HLI-28 | Proxied Device | Good | Airmech | 10 | N/A |  |  |  | neptronic_evcbseries | NEPTRONIC-EVCBSERIES
924 | Building Management System | VAV-504 | VAV-504 | Neptronic | EVCB SERIES | Standard | Serial | VAVCTR | 3 | 3D12 |  |  | Active | Yes | IN-BLR-ANANTA-VAV-504_3 | uuid://b190e2dd-705c-469c-9bb5-9e19eacafd10 | {"asset":{"guid":"uuid://b190e2dd-705c-469c-9bb5-9e19eacafd10","site":"in-blr-ananta","name":"vav-504"}} | Airmech | [5 empty] | BACnet MS/TP | 120504 | 11555 | [21 empty] | HLI-28 | Proxied Device | Good | Airmech | 10 | N/A |  |  |  | neptronic_evcbseries | NEPTRONIC-EVCBSERIES
925 | Building Management System | VAV-505 | VAV-505 | Neptronic | EVCB SERIES | Standard | Serial | VAVCTR | 3 | 3D13 |  |  | Active | Yes | IN-BLR-ANANTA-VAV-505_3 | uuid://56c81a58-72fa-4d16-a5b6-0f62966757ed | {"asset":{"guid":"uuid://56c81a58-72fa-4d16-a5b6-0f62966757ed","site":"in-blr-ananta","name":"vav-505"}} | Airmech | [5 empty] | BACnet MS/TP | 120505 | 11555 | [21 empty] | HLI-28 | Proxied Device | Good | Airmech | 10 | N/A |  |  |  | neptronic_evcbseries | NEPTRONIC-EVCBSERIES
926 | Building Management System | VAV-506 | VAV-506 | Neptronic | EVCB SERIES | Standard | Serial | VAVCTR | 3 | 3D11 |  |  | Active | Yes | IN-BLR-ANANTA-VAV-506_3 | uuid://2332410c-d170-4558-8139-301f025ed902 | {"asset":{"guid":"uuid://2332410c-d170-4558-8139-301f025ed902","site":"in-blr-ananta","name":"vav-506"}} | Airmech | [5 empty] | BACnet MS/TP | 120506 | 11555 | [21 empty] | HLI-28 | Proxied Device | Good | Airmech | 10 | N/A |  |  |  | neptronic_evcbseries | NEPTRONIC-EVCBSERIES
927 | Building Management System | VAV-507 | VAV-507 | Neptronic | EVCB SERIES | Standard | Serial | VAVCTR | 3 | 3D10 |  |  | Active | Yes | IN-BLR-ANANTA-VAV-507_3 | uuid://46a8f139-7acb-41cc-bc93-fc9ca997bcf7 | {"asset":{"guid":"uuid://46a8f139-7acb-41cc-bc93-fc9ca997bcf7","site":"in-blr-ananta","name":"vav-507"}} | Airmech | [5 empty] | BACnet MS/TP | 120507 | 11555 | [21 empty] | HLI-28 | Proxied Device | Good | Airmech | 10 | N/A |  |  |  | neptronic_evcbseries | NEPTRONIC-EVCBSERIES
928 | Building Management System | VAV-508 | VAV-508 | Neptronic | EVCB SERIES | Standard | Serial | VAVCTR | 3 | 3D114 |  |  | Active | Yes | IN-BLR-ANANTA-VAV-508_3 | uuid://f669fb6c-e028-42c6-8f0e-6333457d3571 | {"asset":{"guid":"uuid://f669fb6c-e028-42c6-8f0e-6333457d3571","site":"in-blr-ananta","name":"vav-508"}} | Airmech | [5 empty] | BACnet MS/TP | 120508 | 11555 | [21 empty] | HLI-28 | Proxied Device | Good | Airmech | 10 | N/A |  |  |  | neptronic_evcbseries | NEPTRONIC-EVCBSERIES
929 | Building Management System | VAV-509 | VAV-509 | Neptronic | EVCB SERIES | Standard | Serial | VAVCTR | 3 | IDF Room -2 |  |  | Active | Yes | IN-BLR-ANANTA-VAV-509_3 | uuid://93d629a1-987f-4b58-8d83-e5e310536636 | {"asset":{"guid":"uuid://93d629a1-987f-4b58-8d83-e5e310536636","site":"in-blr-ananta","name":"vav-509"}} | Airmech | [5 empty] | BACnet MS/TP | 120509 | 11555 | [21 empty] | HLI-28 | Proxied Device | Good | Airmech | 10 | N/A |  |  |  | neptronic_evcbseries | NEPTRONIC-EVCBSERIES
930 | Building Management System | VAV-510 | VAV-510 | Neptronic | EVCB SERIES | Standard | Serial | VAVCTR | 3 | Life Lobby |  |  | Active | Yes | IN-BLR-ANANTA-VAV-510_3 | uuid://5e9c9f2f-7c47-45d9-927f-5bf8eeae3d3a | {"asset":{"guid":"uuid://5e9c9f2f-7c47-45d9-927f-5bf8eeae3d3a","site":"in-blr-ananta","name":"vav-510"}} | Airmech | [5 empty] | BACnet MS/TP | 120510 | 11555 | [21 empty] | HLI-28 | Proxied Device | Good | Airmech | 10 | N/A |  |  |  | neptronic_evcbseries | NEPTRONIC-EVCBSERIES
931 | Building Management System | VAV-511 | VAV-511 | Neptronic | EVCB SERIES | Standard | Serial | VAVCTR | 3 | 3A2 |  |  | Active | Yes | IN-BLR-ANANTA-VAV-511_3 | uuid://f19f3478-385c-422d-880d-019740be51a5 | {"asset":{"guid":"uuid://f19f3478-385c-422d-880d-019740be51a5","site":"in-blr-ananta","name":"vav-511"}} | Airmech | [5 empty] | BACnet MS/TP | 120511 | 11555 | [21 empty] | HLI-28 | Proxied Device | Good | Airmech | 10 | N/A |  |  |  | neptronic_evcbseries | NEPTRONIC-EVCBSERIES
932 | Building Management System | VAV-512 | VAV-512 | Neptronic | EVCB SERIES | Standard | Serial | VAVCTR | 3 | 3A2 |  |  | Active | Yes | IN-BLR-ANANTA-VAV-512_3 | uuid://d581c0db-d0b2-4ca1-b9df-54b2bb024eac | {"asset":{"guid":"uuid://d581c0db-d0b2-4ca1-b9df-54b2bb024eac","site":"in-blr-ananta","name":"vav-512"}} | Airmech | [5 empty] | BACnet MS/TP | 120512 | 11555 | [21 empty] | HLI-28 | Proxied Device | Good | Airmech | 10 | N/A |  |  |  | neptronic_evcbseries | NEPTRONIC-EVCBSERIES
933 | Building Management System | VAV-513 | VAV-513 | Neptronic | EVCB SERIES | Standard | Serial | VAVCTR | 3 | 3A3 |  |  | Active | Yes | IN-BLR-ANANTA-VAV-513_3 | uuid://8c9e0949-5914-4df4-9a55-6e8b052b2d79 | {"asset":{"guid":"uuid://8c9e0949-5914-4df4-9a55-6e8b052b2d79","site":"in-blr-ananta","name":"vav-513"}} | Airmech | [5 empty] | BACnet MS/TP | 120513 | 11555 | [21 empty] | HLI-28 | Proxied Device | Good | Airmech | 10 | N/A |  |  |  | neptronic_evcbseries | NEPTRONIC-EVCBSERIES
934 | Building Management System | VAV-514 | VAV-514 | Neptronic | EVCB SERIES | Standard | Serial | VAVCTR | 3 | Life Lobby |  |  | Active | Yes | IN-BLR-ANANTA-VAV-514_3 | uuid://0467a320-86be-4548-acb5-ae2e3587709f | {"asset":{"guid":"uuid://0467a320-86be-4548-acb5-ae2e3587709f","site":"in-blr-ananta","name":"vav-514"}} | Airmech | [5 empty] | BACnet MS/TP | 120514 | 11555 | [21 empty] | HLI-28 | Proxied Device | Good | Airmech | 10 | N/A |  |  |  | neptronic_evcbseries | NEPTRONIC-EVCBSERIES
935 | Building Management System | VAV-515 | VAV-515 | Neptronic | EVCB SERIES | Standard | Serial | VAVCTR | 3 | 3A3 |  |  | Active | Yes | IN-BLR-ANANTA-VAV-515_3 | uuid://8442433a-fac7-4568-b9e3-1ad4229f80d8 | {"asset":{"guid":"uuid://8442433a-fac7-4568-b9e3-1ad4229f80d8","site":"in-blr-ananta","name":"vav-515"}} | Airmech | [5 empty] | BACnet MS/TP | 120515 | 11555 | [21 empty] | HLI-28 | Proxied Device | Good | Airmech | 10 | N/A |  |  |  | neptronic_evcbseries | NEPTRONIC-EVCBSERIES
936 | Building Management System | VAV-516 | VAV-516 | Neptronic | EVCB SERIES | Standard | Serial | VAVCTR | 3 | FA - AHU Room |  |  | Active | Yes | IN-BLR-ANANTA-VAV-516_3 | uuid://6e0c2811-16e7-4f17-8880-fa064370fea9 | {"asset":{"guid":"uuid://6e0c2811-16e7-4f17-8880-fa064370fea9","site":"in-blr-ananta","name":"vav-516"}} | Airmech | [5 empty] | BACnet MS/TP | 120516 | 11555 | [21 empty] | HLI-31 | Proxied Device | Good | Airmech | 10 | N/A |  |  |  | neptronic_evcbseries | NEPTRONIC-EVCBSERIES
937 | Building Management System | VAV-517 | VAV-517 | Neptronic | EVCB SERIES | Standard | Serial | VAVCTR | 3 | Near by Restroom |  |  | Active | Yes | IN-BLR-ANANTA-VAV-517_3 | uuid://6d91eb3e-0b93-4f64-8ac4-c8246f1ad78e | {"asset":{"guid":"uuid://6d91eb3e-0b93-4f64-8ac4-c8246f1ad78e","site":"in-blr-ananta","name":"vav-517"}} | Airmech | [5 empty] | BACnet MS/TP | 120517 | 11551 | [21 empty] | HLI-30 | Proxied Device | Good | Airmech | 10 | N/A |  |  |  | neptronic_evcbseries | NEPTRONIC-EVCBSERIES
938 | Building Management System | VAV-518 | VAV-518 | Neptronic | EVCB SERIES | Standard | Serial | VAVCTR | 3 | Life Lobby |  |  | Active | Yes | IN-BLR-ANANTA-VAV-518_3 | uuid://3b8aa62f-cf31-462d-a32e-1fd0c56c81ef | {"asset":{"guid":"uuid://3b8aa62f-cf31-462d-a32e-1fd0c56c81ef","site":"in-blr-ananta","name":"vav-518"}} | Airmech | [5 empty] | BACnet MS/TP | 120518 | 11551 | [21 empty] | HLI-30 | Proxied Device | Good | Airmech | 10 | N/A |  |  |  | neptronic_evcbseries | NEPTRONIC-EVCBSERIES
939 | Building Management System | VAV-519 | VAV-519 | Neptronic | EVCB SERIES | Standard | Serial | VAVCTR | 3 | 3A20 & 3A19 |  |  | Active | Yes | IN-BLR-ANANTA-VAV-519_3 | uuid://c85896f3-9d44-4ffb-bbcd-6042a355fa50 | {"asset":{"guid":"uuid://c85896f3-9d44-4ffb-bbcd-6042a355fa50","site":"in-blr-ananta","name":"vav-519"}} | Airmech | [5 empty] | BACnet MS/TP | 120519 | 11551 | [21 empty] | HLI-30 | Proxied Device | Good | Airmech | 10 | N/A |  |  |  | neptronic_evcbseries | NEPTRONIC-EVCBSERIES
940 | Building Management System | VAV-520 | VAV-520 | Neptronic | EVCB SERIES | Standard | Serial | VAVCTR | 3 | 3A20 |  |  | Active | Yes | IN-BLR-ANANTA-VAV-520_3 | uuid://9a258f71-c19f-42e5-abcd-9cabd0c523fa | {"asset":{"guid":"uuid://9a258f71-c19f-42e5-abcd-9cabd0c523fa","site":"in-blr-ananta","name":"vav-520"}} | Airmech | [5 empty] | BACnet MS/TP | 120520 | 11551 | [21 empty] | HLI-30 | Proxied Device | Good | Airmech | 10 | N/A |  |  |  | neptronic_evcbseries | NEPTRONIC-EVCBSERIES
941 | Building Management System | VAV-521 | VAV-521 | Neptronic | EVCB SERIES | Standard | Serial | VAVCTR | 3 | 3A5 |  |  | Active | Yes | IN-BLR-ANANTA-VAV-521_3 | uuid://12fece8c-f8f4-4d3b-9070-fbd776e37f24 | {"asset":{"guid":"uuid://12fece8c-f8f4-4d3b-9070-fbd776e37f24","site":"in-blr-ananta","name":"vav-521"}} | Airmech | [5 empty] | BACnet MS/TP | 120521 | 11551 | [21 empty] | HLI-30 | Proxied Device | Good | Airmech | 10 | N/A |  |  |  | neptronic_evcbseries | NEPTRONIC-EVCBSERIES
942 | Building Management System | VAV-522 | VAV-522 | Neptronic | EVCB SERIES | Standard | Serial | VAVCTR | 3 | 3A4 |  |  | Active | Yes | IN-BLR-ANANTA-VAV-522_3 | uuid://79913c2c-c44b-4be0-bd25-ea4d60ef6141 | {"asset":{"guid":"uuid://79913c2c-c44b-4be0-bd25-ea4d60ef6141","site":"in-blr-ananta","name":"vav-522"}} | Airmech | [5 empty] | BACnet MS/TP | 120522 | 11551 | [21 empty] | HLI-30 | Proxied Device | Good | Airmech | 10 | N/A |  |  |  | neptronic_evcbseries | NEPTRONIC-EVCBSERIES
943 | Building Management System | VAV-523 | VAV-523 | Neptronic | EVCB SERIES | Standard | Serial | VAVCTR | 3 | 3A13 |  |  | Active | Yes | IN-BLR-ANANTA-VAV-523_3 | uuid://8cacba2e-4265-4c08-8a8f-c224419a9701 | {"asset":{"guid":"uuid://8cacba2e-4265-4c08-8a8f-c224419a9701","site":"in-blr-ananta","name":"vav-523"}} | Airmech | [5 empty] | BACnet MS/TP | 120523 | 11551 | [21 empty] | HLI-30 | Proxied Device | Good | Airmech | 10 | N/A |  |  |  | neptronic_evcbseries | NEPTRONIC-EVCBSERIES
944 | Building Management System | VAV-524 | VAV-524 | Neptronic | EVCB SERIES | Standard | Serial | VAVCTR | 3 | 3A6 |  |  | Active | Yes | IN-BLR-ANANTA-VAV-524_3 | uuid://8b84e693-a7c7-4ecd-9fb1-369bfbf1e6a3 | {"asset":{"guid":"uuid://8b84e693-a7c7-4ecd-9fb1-369bfbf1e6a3","site":"in-blr-ananta","name":"vav-524"}} | Airmech | [5 empty] | BACnet MS/TP | 120524 | 11551 | [21 empty] | HLI-30 | Proxied Device | Good | Airmech | 10 | N/A |  |  |  | neptronic_evcbseries | NEPTRONIC-EVCBSERIES
945 | Building Management System | VAV-525 | VAV-525 | Neptronic | EVCB SERIES | Standard | Serial | VAVCTR | 3 | 3A7 |  |  | Active | Yes | IN-BLR-ANANTA-VAV-525_3 | uuid://c7331dca-6066-4447-a150-c91f3049e2fe | {"asset":{"guid":"uuid://c7331dca-6066-4447-a150-c91f3049e2fe","site":"in-blr-ananta","name":"vav-525"}} | Airmech | [5 empty] | BACnet MS/TP | 120525 | 11551 | [21 empty] | HLI-30 | Proxied Device | Good | Airmech | 10 | N/A |  |  |  | neptronic_evcbseries | NEPTRONIC-EVCBSERIES
946 | Building Management System | VAV-526 | VAV-526 | Neptronic | EVCB SERIES | Standard | Serial | VAVCTR | 3 | 3A7 |  |  | Active | Yes | IN-BLR-ANANTA-VAV-526_3 | uuid://2919a380-9b25-481c-8653-099a7fbded4a | {"asset":{"guid":"uuid://2919a380-9b25-481c-8653-099a7fbded4a","site":"in-blr-ananta","name":"vav-526"}} | Airmech | [5 empty] | BACnet MS/TP | 120526 | 11551 | [21 empty] | HLI-30 | Proxied Device | Good | Airmech | 10 | N/A |  |  |  | neptronic_evcbseries | NEPTRONIC-EVCBSERIES
947 | Building Management System | VAV-527 | VAV-527 | Neptronic | EVCB SERIES | Standard | Serial | VAVCTR | 3 | 3A12 |  |  | Active | Yes | IN-BLR-ANANTA-VAV-527_3 | uuid://f09a8877-28e9-43b2-8571-6b30d8ee433a | {"asset":{"guid":"uuid://f09a8877-28e9-43b2-8571-6b30d8ee433a","site":"in-blr-ananta","name":"vav-527"}} | Airmech | [5 empty] | BACnet MS/TP | 120527 | 11551 | [21 empty] | HLI-30 | Proxied Device | Good | Airmech | 10 | N/A |  |  |  | neptronic_evcbseries | NEPTRONIC-EVCBSERIES
948 | Building Management System | VAV-528 | VAV-528 | Neptronic | EVCB SERIES | Standard | Serial | VAVCTR | 3 | 3A010 |  |  | Active | Yes | IN-BLR-ANANTA-VAV-528_3 | uuid://e47b500a-a571-4c63-82e3-085ab3d7ad05 | {"asset":{"guid":"uuid://e47b500a-a571-4c63-82e3-085ab3d7ad05","site":"in-blr-ananta","name":"vav-528"}} | Airmech | [5 empty] | BACnet MS/TP | 120528 | 11551 | [21 empty] | HLI-30 | Proxied Device | Good | Airmech | 10 | N/A |  |  |  | neptronic_evcbseries | NEPTRONIC-EVCBSERIES
949 | Building Management System | VAV-529 | VAV-529 | Neptronic | EVCB SERIES | Standard | Serial | VAVCTR | 3 | 3A14 |  |  | Active | Yes | IN-BLR-ANANTA-VAV-529_3 | uuid://caa92be7-f614-4fe2-8508-187ba9664c3d | {"asset":{"guid":"uuid://caa92be7-f614-4fe2-8508-187ba9664c3d","site":"in-blr-ananta","name":"vav-529"}} | Airmech | [5 empty] | BACnet MS/TP | 120529 | 11551 | [21 empty] | HLI-30 | Proxied Device | Good | Airmech | 10 | N/A |  |  |  | neptronic_evcbseries | NEPTRONIC-EVCBSERIES
950 | Building Management System | VAV-530 | VAV-530 | Neptronic | EVCB SERIES | Standard | Serial | VAVCTR | 3 | 3A15 & 3A16 |  |  | Active | Yes | IN-BLR-ANANTA-VAV-530_3 | uuid://4ba03169-a526-4b0b-a8c8-cdcbea523f59 | {"asset":{"guid":"uuid://4ba03169-a526-4b0b-a8c8-cdcbea523f59","site":"in-blr-ananta","name":"vav-530"}} | Airmech | [5 empty] | BACnet MS/TP | 120530 | 11551 | [21 empty] | HLI-30 | Proxied Device | Good | Airmech | 10 | N/A |  |  |  | neptronic_evcbseries | NEPTRONIC-EVCBSERIES
951 | Building Management System | VAV-531 | VAV-531 | Neptronic | EVCB SERIES | Standard | Serial | VAVCTR | 3 | 3A017 |  |  | Active | Yes | IN-BLR-ANANTA-VAV-531_3 | uuid://2a3cde6f-ddd8-4e24-9637-fde4e9331d80 | {"asset":{"guid":"uuid://2a3cde6f-ddd8-4e24-9637-fde4e9331d80","site":"in-blr-ananta","name":"vav-531"}} | Airmech | [5 empty] | BACnet MS/TP | 120531 | 11551 | [21 empty] | HLI-30 | Proxied Device | Good | Airmech | 10 | N/A |  |  |  | neptronic_evcbseries | NEPTRONIC-EVCBSERIES
952 | Building Management System | VAV-532 | VAV-532 | Neptronic | EVCB SERIES | Standard | Serial | VAVCTR | 3 | 3A057 |  |  | Active | Yes | IN-BLR-ANANTA-VAV-532_3 | uuid://7fdd3ab0-bb7a-4ec9-8d72-9d9bc2e45997 | {"asset":{"guid":"uuid://7fdd3ab0-bb7a-4ec9-8d72-9d9bc2e45997","site":"in-blr-ananta","name":"vav-532"}} | Airmech | [5 empty] | BACnet MS/TP | 120532 | 11551 | [21 empty] | HLI-30 | Proxied Device | Good | Airmech | 10 | N/A |  |  |  | neptronic_evcbseries | NEPTRONIC-EVCBSERIES
953 | Building Management System | VAV-533 | VAV-533 | Neptronic | EVCB SERIES | Standard | Serial | VAVCTR | 3 | 3A23 & 3A24 |  |  | Active | Yes | IN-BLR-ANANTA-VAV-533_3 | uuid://2e7b8cf4-e932-4f7c-9116-df908431495f | {"asset":{"guid":"uuid://2e7b8cf4-e932-4f7c-9116-df908431495f","site":"in-blr-ananta","name":"vav-533"}} | Airmech | [5 empty] | BACnet MS/TP | 120533 | 11551 | [21 empty] | HLI-30 | Proxied Device | Good | Airmech | 10 | N/A |  |  |  | neptronic_evcbseries | NEPTRONIC-EVCBSERIES
954 | Building Management System | VAV-534 | VAV-534 | Neptronic | EVCB SERIES | Standard | Serial | VAVCTR | 3 | 3A22 |  |  | Active | Yes | IN-BLR-ANANTA-VAV-534_3 | uuid://d9209efb-3dfb-443d-8b84-f14d9e274571 | {"asset":{"guid":"uuid://d9209efb-3dfb-443d-8b84-f14d9e274571","site":"in-blr-ananta","name":"vav-534"}} | Airmech | [5 empty] | BACnet MS/TP | 120534 | 11551 | [21 empty] | HLI-30 | Proxied Device | Good | Airmech | 10 | N/A |  |  |  | neptronic_evcbseries | NEPTRONIC-EVCBSERIES
955 | Building Management System | VAV-535 | VAV-535 | Neptronic | EVCB SERIES | Standard | Serial | VAVCTR | 3 | 3A23 & 3A24 |  |  | Active | Yes | IN-BLR-ANANTA-VAV-535_3 | uuid://3179cfba-0e8f-49b1-a177-237c75f6811a | {"asset":{"guid":"uuid://3179cfba-0e8f-49b1-a177-237c75f6811a","site":"in-blr-ananta","name":"vav-535"}} | Airmech | [5 empty] | BACnet MS/TP | 120535 | 11551 | [21 empty] | HLI-30 | Proxied Device | Good | Airmech | 10 | N/A |  |  |  | neptronic_evcbseries | NEPTRONIC-EVCBSERIES
956 | Building Management System | VAV-536 | VAV-536 | Neptronic | EVCB SERIES | Standard | Serial | VAVCTR | 3 | 3A27 |  |  | Active | Yes | IN-BLR-ANANTA-VAV-536_3 | uuid://bfce415b-b1e1-4685-8dc2-ec8edda1ea1b | {"asset":{"guid":"uuid://bfce415b-b1e1-4685-8dc2-ec8edda1ea1b","site":"in-blr-ananta","name":"vav-536"}} | Airmech | [5 empty] | BACnet MS/TP | 120536 | 11551 | [21 empty] | HLI-30 | Proxied Device | Good | Airmech | 10 | N/A |  |  |  | neptronic_evcbseries | NEPTRONIC-EVCBSERIES
957 | Building Management System | VAV-537 | VAV-537 | Neptronic | EVCB SERIES | Standard | Serial | VAVCTR | 3 | 3A28 |  |  | Active | Yes | IN-BLR-ANANTA-VAV-537_3 | uuid://9b01b9e3-e71a-445a-81b2-eda6fb25bb85 | {"asset":{"guid":"uuid://9b01b9e3-e71a-445a-81b2-eda6fb25bb85","site":"in-blr-ananta","name":"vav-537"}} | Airmech | [5 empty] | BACnet MS/TP | 120537 | 11551 | [21 empty] | HLI-30 | Proxied Device | Good | Airmech | 10 | N/A |  |  |  | neptronic_evcbseries | NEPTRONIC-EVCBSERIES
958 | Building Management System | VAV-538 | VAV-538 | Neptronic | EVCB SERIES | Standard | Serial | VAVCTR | 3 | Electrical Room |  |  | Active | Yes | IN-BLR-ANANTA-VAV-538_3 | uuid://8595ec99-695c-43d2-aa79-ae1478233532 | {"asset":{"guid":"uuid://8595ec99-695c-43d2-aa79-ae1478233532","site":"in-blr-ananta","name":"vav-538"}} | Airmech | [5 empty] | BACnet MS/TP | 120538 | 11550 | [21 empty] | HLI-30 | Proxied Device | Good | Airmech | 10 | N/A |  |  |  | neptronic_evcbseries | NEPTRONIC-EVCBSERIES
959 | Building Management System | VAV-539 | VAV-539 | Neptronic | EVCB SERIES | Standard | Serial | VAVCTR | 3 | 3A40 |  |  | Active | Yes | IN-BLR-ANANTA-VAV-539_3 | uuid://4d80f52c-9b61-4944-9f4f-07d27d287a07 | {"asset":{"guid":"uuid://4d80f52c-9b61-4944-9f4f-07d27d287a07","site":"in-blr-ananta","name":"vav-539"}} | Airmech | [5 empty] | BACnet MS/TP | 120539 | 11550 | [21 empty] | HLI-30 | Proxied Device | Good | Airmech | 10 | N/A |  |  |  | neptronic_evcbseries | NEPTRONIC-EVCBSERIES
960 | Building Management System | VAV-540 | VAV-540 | Neptronic | EVCB SERIES | Standard | Serial | VAVCTR | 3 | 3A38 |  |  | Active | Yes | IN-BLR-ANANTA-VAV-540_3 | uuid://2fc4b1fe-2b62-4670-93c2-baeb2bb24e45 | {"asset":{"guid":"uuid://2fc4b1fe-2b62-4670-93c2-baeb2bb24e45","site":"in-blr-ananta","name":"vav-540"}} | Airmech | [5 empty] | BACnet MS/TP | 120540 | 11550 | [21 empty] | HLI-30 | Proxied Device | Good | Airmech | 10 | N/A |  |  |  | neptronic_evcbseries | NEPTRONIC-EVCBSERIES
961 | Building Management System | VAV-541 | VAV-541 | Neptronic | EVCB SERIES | Standard | Serial | VAVCTR | 3 | 3A37 |  |  | Active | Yes | IN-BLR-ANANTA-VAV-541_3 | uuid://669be45c-1e13-450a-802e-e91098edee29 | {"asset":{"guid":"uuid://669be45c-1e13-450a-802e-e91098edee29","site":"in-blr-ananta","name":"vav-541"}} | Airmech | [5 empty] | BACnet MS/TP | 120541 | 11550 | [21 empty] | HLI-30 | Proxied Device | Good | Airmech | 10 | N/A |  |  |  | neptronic_evcbseries | NEPTRONIC-EVCBSERIES
962 | Building Management System | VAV-542 | VAV-542 | Neptronic | EVCB SERIES | Standard | Serial | VAVCTR | 3 | 3A36 |  |  | Active | Yes | IN-BLR-ANANTA-VAV-542_3 | uuid://c82b7cad-a8e7-4ae9-9a2c-8c894be48bd2 | {"asset":{"guid":"uuid://c82b7cad-a8e7-4ae9-9a2c-8c894be48bd2","site":"in-blr-ananta","name":"vav-542"}} | Airmech | [5 empty] | BACnet MS/TP | 120542 | 11550 | [21 empty] | HLI-30 | Proxied Device | Good | Airmech | 10 | N/A |  |  |  | neptronic_evcbseries | NEPTRONIC-EVCBSERIES
963 | Building Management System | VAV-543 | VAV-543 | Neptronic | EVCB SERIES | Standard | Serial | VAVCTR | 3 | 3A061 |  |  | Active | Yes | IN-BLR-ANANTA-VAV-543_3 | uuid://4ea9313d-9d9c-4f81-859c-9cc6bf481a5c | {"asset":{"guid":"uuid://4ea9313d-9d9c-4f81-859c-9cc6bf481a5c","site":"in-blr-ananta","name":"vav-543"}} | Airmech | [5 empty] | BACnet MS/TP | 120543 | 11550 | [21 empty] | HLI-30 | Proxied Device | Good | Airmech | 10 | N/A |  |  |  | neptronic_evcbseries | NEPTRONIC-EVCBSERIES
964 | Building Management System | VAV-544 | VAV-544 | Neptronic | EVCB SERIES | Standard | Serial | VAVCTR | 3 | 3A084 |  |  | Active | Yes | IN-BLR-ANANTA-VAV-544_3 | uuid://d4ed1409-47cd-4f4f-aa97-92d0f59b8370 | {"asset":{"guid":"uuid://d4ed1409-47cd-4f4f-aa97-92d0f59b8370","site":"in-blr-ananta","name":"vav-544"}} | Airmech | [5 empty] | BACnet MS/TP | 120544 | 11550 | [21 empty] | HLI-30 | Proxied Device | Good | Airmech | 10 | N/A |  |  |  | neptronic_evcbseries | NEPTRONIC-EVCBSERIES
965 | Building Management System | VAV-545 | VAV-545 | Neptronic | EVCB SERIES | Standard | Serial | VAVCTR | 3 | 3A084 |  |  | Active | Yes | IN-BLR-ANANTA-VAV-545_3 | uuid://d22af8f8-9579-4c6e-8064-9e20968cbb56 | {"asset":{"guid":"uuid://d22af8f8-9579-4c6e-8064-9e20968cbb56","site":"in-blr-ananta","name":"vav-545"}} | Airmech | [5 empty] | BACnet MS/TP | 120545 | 11550 | [21 empty] | HLI-30 | Proxied Device | Good | Airmech | 10 | N/A |  |  |  | neptronic_evcbseries | NEPTRONIC-EVCBSERIES
966 | Building Management System | VAV-546 | VAV-546 | Neptronic | EVCB SERIES | Standard | Serial | VAVCTR | 3 | Near by Phone Booth |  |  | Active | Yes | IN-BLR-ANANTA-VAV-546_3 | uuid://a83cb3be-e59a-44ba-8222-cf694583012d | {"asset":{"guid":"uuid://a83cb3be-e59a-44ba-8222-cf694583012d","site":"in-blr-ananta","name":"vav-546"}} | Airmech | [5 empty] | BACnet MS/TP | 120546 | 11550 | [21 empty] | HLI-30 | Proxied Device | Good | Airmech | 10 | N/A |  |  |  | neptronic_evcbseries | NEPTRONIC-EVCBSERIES
967 | Building Management System | VAV-547 | VAV-547 | Neptronic | EVCB SERIES | Standard | Serial | VAVCTR | 3 | Near by Phone Booth |  |  | Active | Yes | IN-BLR-ANANTA-VAV-547_3 | uuid://cc94dbd9-ea0f-4391-80bb-68cc1559f0af | {"asset":{"guid":"uuid://cc94dbd9-ea0f-4391-80bb-68cc1559f0af","site":"in-blr-ananta","name":"vav-547"}} | Airmech | [5 empty] | BACnet MS/TP | 120547 | 11550 | [21 empty] | HLI-30 | Proxied Device | Good | Airmech | 10 | N/A |  |  |  | neptronic_evcbseries | NEPTRONIC-EVCBSERIES
968 | Building Management System | VAV-548 | VAV-548 | Neptronic | EVCB SERIES | Standard | Serial | VAVCTR | 3 | 3A32 |  |  | Active | Yes | IN-BLR-ANANTA-VAV-548_3 | uuid://1adfeacc-21d8-49cf-a68a-26983849ea80 | {"asset":{"guid":"uuid://1adfeacc-21d8-49cf-a68a-26983849ea80","site":"in-blr-ananta","name":"vav-548"}} | Airmech | [5 empty] | BACnet MS/TP | 120548 | 11550 | [21 empty] | HLI-30 | Proxied Device | Good | Airmech | 10 | N/A |  |  |  | neptronic_evcbseries | NEPTRONIC-EVCBSERIES
969 | Building Management System | VAV-549 | VAV-549 | Neptronic | EVCB SERIES | Standard | Serial | VAVCTR | 3 | 3A32 3A33 |  |  | Active | Yes | IN-BLR-ANANTA-VAV-549_3 | uuid://26290b5b-bafa-4a80-9eb1-3a70f42b7248 | {"asset":{"guid":"uuid://26290b5b-bafa-4a80-9eb1-3a70f42b7248","site":"in-blr-ananta","name":"vav-549"}} | Airmech | [5 empty] | BACnet MS/TP | 120549 | 11550 | [21 empty] | HLI-30 | Proxied Device | Good | Airmech | 10 | N/A |  |  |  | neptronic_evcbseries | NEPTRONIC-EVCBSERIES
970 | Building Management System | VAV-550 | VAV-550 | Neptronic | EVCB SERIES | Standard | Serial | VAVCTR | 3 | 3A42 |  |  | Active | Yes | IN-BLR-ANANTA-VAV-550_3 | uuid://58aba42e-d96e-4517-aa51-99bc96b18b4c | {"asset":{"guid":"uuid://58aba42e-d96e-4517-aa51-99bc96b18b4c","site":"in-blr-ananta","name":"vav-550"}} | Airmech | [5 empty] | BACnet MS/TP | 120550 | 11550 | [21 empty] | HLI-30 | Proxied Device | Good | Airmech | 10 | N/A |  |  |  | neptronic_evcbseries | NEPTRONIC-EVCBSERIES
971 | Building Management System | VAV-551 | VAV-551 | Neptronic | EVCB SERIES | Standard | Serial | VAVCTR | 3 | 3A43 |  |  | Active | Yes | IN-BLR-ANANTA-VAV-551_3 | uuid://113026e7-d325-477c-b106-e2d406727dac | {"asset":{"guid":"uuid://113026e7-d325-477c-b106-e2d406727dac","site":"in-blr-ananta","name":"vav-551"}} | Airmech | [5 empty] | BACnet MS/TP | 120551 | 11550 | [21 empty] | HLI-30 | Proxied Device | Good | Airmech | 10 | N/A |  |  |  | neptronic_evcbseries | NEPTRONIC-EVCBSERIES
972 | Building Management System | VAV-552 | VAV-552 | Neptronic | EVCB SERIES | Standard | Serial | VAVCTR | 3 | 3A44 |  |  | Active | Yes | IN-BLR-ANANTA-VAV-552_3 | uuid://0efa2491-7813-4ec5-8109-02ba53b8b2d4 | {"asset":{"guid":"uuid://0efa2491-7813-4ec5-8109-02ba53b8b2d4","site":"in-blr-ananta","name":"vav-552"}} | Airmech | [5 empty] | BACnet MS/TP | 120552 | 11550 | [21 empty] | HLI-30 | Proxied Device | Good | Airmech | 10 | N/A |  |  |  | neptronic_evcbseries | NEPTRONIC-EVCBSERIES
973 | Building Management System | VAV-553 | VAV-553 | Neptronic | EVCB SERIES | Standard | Serial | VAVCTR | 3 | 3A45 |  |  | Active | Yes | IN-BLR-ANANTA-VAV-553_3 | uuid://e1988440-fdc9-4553-a8ab-97643753fd7b | {"asset":{"guid":"uuid://e1988440-fdc9-4553-a8ab-97643753fd7b","site":"in-blr-ananta","name":"vav-553"}} | Airmech | [5 empty] | BACnet MS/TP | 120553 | 11550 | [21 empty] | HLI-30 | Proxied Device | Good | Airmech | 10 | N/A |  |  |  | neptronic_evcbseries | NEPTRONIC-EVCBSERIES
974 | Building Management System | VAV-554 | VAV-554 | Neptronic | EVCB SERIES | Standard | Serial | VAVCTR | 3 | 3A47 & 3A46 |  |  | Active | Yes | IN-BLR-ANANTA-VAV-554_3 | uuid://47a4906a-5eec-41b7-8f11-1891e38296e2 | {"asset":{"guid":"uuid://47a4906a-5eec-41b7-8f11-1891e38296e2","site":"in-blr-ananta","name":"vav-554"}} | Airmech | [5 empty] | BACnet MS/TP | 120554 | 11550 | [21 empty] | HLI-30 | Proxied Device | Good | Airmech | 10 | N/A |  |  |  | neptronic_evcbseries | NEPTRONIC-EVCBSERIES
975 | Building Management System | VAV-555 | VAV-555 | Neptronic | EVCB SERIES | Standard | Serial | VAVCTR | 3 | 3A82 |  |  | Active | Yes | IN-BLR-ANANTA-VAV-555_3 | uuid://292029a8-a316-4295-9ad7-9e4d5d88ec8a | {"asset":{"guid":"uuid://292029a8-a316-4295-9ad7-9e4d5d88ec8a","site":"in-blr-ananta","name":"vav-555"}} | Airmech | [5 empty] | BACnet MS/TP | 120555 | 11550 | [21 empty] | HLI-30 | Proxied Device | Good | Airmech | 10 | N/A |  |  |  | neptronic_evcbseries | NEPTRONIC-EVCBSERIES
976 | Building Management System | VAV-556 | VAV-556 | Neptronic | EVCB SERIES | Standard | Serial | VAVCTR | 3 | 3A151 |  |  | Active | Yes | IN-BLR-ANANTA-VAV-556_3 | uuid://7f6c2527-3428-4c23-993a-d7999173a37d | {"asset":{"guid":"uuid://7f6c2527-3428-4c23-993a-d7999173a37d","site":"in-blr-ananta","name":"vav-556"}} | Airmech | [5 empty] | BACnet MS/TP | 120556 | 11550 | [21 empty] | HLI-30 | Proxied Device | Good | Airmech | 10 | N/A |  |  |  | neptronic_evcbseries | NEPTRONIC-EVCBSERIES
977 | Building Management System | VAV-557 | VAV-557 | Neptronic | EVCB SERIES | Standard | Serial | VAVCTR | 3 | 3A152 |  |  | Active | Yes | IN-BLR-ANANTA-VAV-557_3 | uuid://d4cb449b-6986-4223-8f6c-cde44b325add | {"asset":{"guid":"uuid://d4cb449b-6986-4223-8f6c-cde44b325add","site":"in-blr-ananta","name":"vav-557"}} | Airmech | [5 empty] | BACnet MS/TP | 120557 | 11550 | [21 empty] | HLI-30 | Proxied Device | Good | Airmech | 10 | N/A |  |  |  | neptronic_evcbseries | NEPTRONIC-EVCBSERIES
978 | Building Management System | VAV-558 | VAV-558 | Neptronic | EVCB SERIES | Standard | Serial | VAVCTR | 4 | C403 |  |  | Active | Yes | IN-BLR-ANANTA-VAV-558_4 | uuid://7d73d2a3-8806-4c6a-bfa6-07cea565f904 | {"asset":{"guid":"uuid://7d73d2a3-8806-4c6a-bfa6-07cea565f904","site":"in-blr-ananta","name":"vav-558"}} | Airmech | [5 empty] | BACnet MS/TP | 120558 | 11556 | [21 empty] | HLI-32 | Proxied Device | Good | Airmech | 10 | N/A |  |  |  | neptronic_evcbseries | NEPTRONIC-EVCBSERIES
979 | Building Management System | VAV-559 | VAV-559 | Neptronic | EVCB SERIES | Standard | Serial | VAVCTR | 4 | Shower room |  |  | Active | Yes | IN-BLR-ANANTA-VAV-559_4 | uuid://2b51d5ce-a493-4712-aa12-910bb5c08682 | {"asset":{"guid":"uuid://2b51d5ce-a493-4712-aa12-910bb5c08682","site":"in-blr-ananta","name":"vav-559"}} | Airmech | [5 empty] | BACnet MS/TP | 120559 | 11556 | [21 empty] | HLI-32 | Proxied Device | Good | Airmech | 10 | N/A |  |  |  | neptronic_evcbseries | NEPTRONIC-EVCBSERIES
980 | Building Management System | VAV-560 | VAV-560 | Neptronic | EVCB SERIES | Standard | Serial | VAVCTR | 4 | Shower room |  |  | Active | Yes | IN-BLR-ANANTA-VAV-560_4 | uuid://03ab3e0a-c2ab-4c22-9703-89afbb9cd3e6 | {"asset":{"guid":"uuid://03ab3e0a-c2ab-4c22-9703-89afbb9cd3e6","site":"in-blr-ananta","name":"vav-560"}} | Airmech | [5 empty] | BACnet MS/TP | 120560 | 11556 | [21 empty] | HLI-32 | Proxied Device | Good | Airmech | 10 | N/A |  |  |  | neptronic_evcbseries | NEPTRONIC-EVCBSERIES
981 | Building Management System | VAV-561 | VAV-561 | Neptronic | EVCB SERIES | Standard | Serial | VAVCTR | 4 | 4I54 |  |  | Active | Yes | IN-BLR-ANANTA-VAV-561_4 | uuid://4c6f0967-bfc1-4089-a762-c49a1664b7ce | {"asset":{"guid":"uuid://4c6f0967-bfc1-4089-a762-c49a1664b7ce","site":"in-blr-ananta","name":"vav-561"}} | Airmech | [5 empty] | BACnet MS/TP | 120561 | 11556 | [21 empty] | HLI-32 | Proxied Device | Good | Airmech | 10 | N/A |  |  |  | neptronic_evcbseries | NEPTRONIC-EVCBSERIES
982 | Building Management System | VAV-562 | VAV-562 | Neptronic | EVCB SERIES | Standard | Serial | VAVCTR | 4 | 4I48 |  |  | Active | Yes | IN-BLR-ANANTA-VAV-562_4 | uuid://384882e9-32b7-4ef1-8269-fc01395254f7 | {"asset":{"guid":"uuid://384882e9-32b7-4ef1-8269-fc01395254f7","site":"in-blr-ananta","name":"vav-562"}} | Airmech | [5 empty] | BACnet MS/TP | 120562 | 11556 | [21 empty] | HLI-32 | Proxied Device | Good | Airmech | 10 | N/A |  |  |  | neptronic_evcbseries | NEPTRONIC-EVCBSERIES
983 | Building Management System | VAV-563 | VAV-563 | Neptronic | EVCB SERIES | Standard | Serial | VAVCTR | 4 | 4I49 |  |  | Active | Yes | IN-BLR-ANANTA-VAV-563_4 | uuid://d84e1c3a-8c12-47e5-b7a3-8ff6bc175314 | {"asset":{"guid":"uuid://d84e1c3a-8c12-47e5-b7a3-8ff6bc175314","site":"in-blr-ananta","name":"vav-563"}} | Airmech | [5 empty] | BACnet MS/TP | 120563 | 11556 | [21 empty] | HLI-32 | Proxied Device | Good | Airmech | 10 | N/A |  |  |  | neptronic_evcbseries | NEPTRONIC-EVCBSERIES
984 | Building Management System | VAV-564 | VAV-564 | Neptronic | EVCB SERIES | Standard | Serial | VAVCTR | 4 | 4I47 |  |  | Active | Yes | IN-BLR-ANANTA-VAV-564_4 | uuid://09af95d1-b5a9-4d64-b6b5-59ad3f7ef82c | {"asset":{"guid":"uuid://09af95d1-b5a9-4d64-b6b5-59ad3f7ef82c","site":"in-blr-ananta","name":"vav-564"}} | Airmech | [5 empty] | BACnet MS/TP | 120564 | 11556 | [21 empty] | HLI-32 | Proxied Device | Good | Airmech | 10 | N/A |  |  |  | neptronic_evcbseries | NEPTRONIC-EVCBSERIES
985 | Building Management System | VAV-565 | VAV-565 | Neptronic | EVCB SERIES | Standard | Serial | VAVCTR | 4 | 4I46 |  |  | Active | Yes | IN-BLR-ANANTA-VAV-565_4 | uuid://45d8264c-222e-432b-8931-982329d90b3f | {"asset":{"guid":"uuid://45d8264c-222e-432b-8931-982329d90b3f","site":"in-blr-ananta","name":"vav-565"}} | Airmech | [5 empty] | BACnet MS/TP | 120565 | 11556 | [21 empty] | HLI-32 | Proxied Device | Good | Airmech | 10 | N/A |  |  |  | neptronic_evcbseries | NEPTRONIC-EVCBSERIES
986 | Building Management System | VAV-566 | VAV-566 | Neptronic | EVCB SERIES | Standard | Serial | VAVCTR | 4 | 4C6 |  |  | Active | Yes | IN-BLR-ANANTA-VAV-566_4 | uuid://5b9f9110-8688-434f-b78c-b36699de4ae0 | {"asset":{"guid":"uuid://5b9f9110-8688-434f-b78c-b36699de4ae0","site":"in-blr-ananta","name":"vav-566"}} | Airmech | [5 empty] | BACnet MS/TP | 120566 | 11556 | [21 empty] | HLI-32 | Proxied Device | Good | Airmech | 10 | N/A |  |  |  | neptronic_evcbseries | NEPTRONIC-EVCBSERIES
987 | Building Management System | VAV-567 | VAV-567 | Neptronic | EVCB SERIES | Standard | Serial | VAVCTR | 4 | 4C5 |  |  | Active | Yes | IN-BLR-ANANTA-VAV-567_4 | uuid://7fda87e0-7558-4524-b468-834b52b108e6 | {"asset":{"guid":"uuid://7fda87e0-7558-4524-b468-834b52b108e6","site":"in-blr-ananta","name":"vav-567"}} | Airmech | [5 empty] | BACnet MS/TP | 120567 | 11556 | [21 empty] | HLI-32 | Proxied Device | Good | Airmech | 10 | N/A |  |  |  | neptronic_evcbseries | NEPTRONIC-EVCBSERIES
988 | Building Management System | VAV-568 | VAV-568 | Neptronic | EVCB SERIES | Standard | Serial | VAVCTR | 4 | 4C4 |  |  | Active | Yes | IN-BLR-ANANTA-VAV-568_4 | uuid://98aeda96-ba94-4214-b3e4-749454c9b63c | {"asset":{"guid":"uuid://98aeda96-ba94-4214-b3e4-749454c9b63c","site":"in-blr-ananta","name":"vav-568"}} | Airmech | [5 empty] | BACnet MS/TP | 120568 | 11556 | [21 empty] | HLI-32 | Proxied Device | Good | Airmech | 10 | N/A |  |  |  | neptronic_evcbseries | NEPTRONIC-EVCBSERIES
989 | Building Management System | VAV-569 | VAV-569 | Neptronic | EVCB SERIES | Standard | Serial | VAVCTR | 4 | 4C16 |  |  | Active | Yes | IN-BLR-ANANTA-VAV-569_4 | uuid://e1e698f6-bf10-442b-873d-cd55c88409c3 | {"asset":{"guid":"uuid://e1e698f6-bf10-442b-873d-cd55c88409c3","site":"in-blr-ananta","name":"vav-569"}} | Airmech | [5 empty] | BACnet MS/TP | 120569 | 11556 | [21 empty] | HLI-32 | Proxied Device | Good | Airmech | 10 | N/A |  |  |  | neptronic_evcbseries | NEPTRONIC-EVCBSERIES
990 | Building Management System | VAV-570 | VAV-570 | Neptronic | EVCB SERIES | Standard | Serial | VAVCTR | 4 | 4C15 |  |  | Active | Yes | IN-BLR-ANANTA-VAV-570_4 | uuid://62be638f-61ae-4548-a489-eb88613734bc | {"asset":{"guid":"uuid://62be638f-61ae-4548-a489-eb88613734bc","site":"in-blr-ananta","name":"vav-570"}} | Airmech | [5 empty] | BACnet MS/TP | 120570 | 11556 | [21 empty] | HLI-32 | Proxied Device | Good | Airmech | 10 | N/A |  |  |  | neptronic_evcbseries | NEPTRONIC-EVCBSERIES
991 | Building Management System | VAV-571 | VAV-571 | Neptronic | EVCB SERIES | Standard | Serial | VAVCTR | 4 | 4C11 |  |  | Active | Yes | IN-BLR-ANANTA-VAV-571_4 | uuid://b5c0b5cd-e64b-44d0-ad8d-2e05dfe9d8fe | {"asset":{"guid":"uuid://b5c0b5cd-e64b-44d0-ad8d-2e05dfe9d8fe","site":"in-blr-ananta","name":"vav-571"}} | Airmech | [5 empty] | BACnet MS/TP | 120571 | 11556 | [21 empty] | HLI-32 | Proxied Device | Good | Airmech | 10 | N/A |  |  |  | neptronic_evcbseries | NEPTRONIC-EVCBSERIES
992 | Building Management System | VAV-572 | VAV-572 | Neptronic | EVCB SERIES | Standard | Serial | VAVCTR | 4 | 4C12 |  |  | Active | Yes | IN-BLR-ANANTA-VAV-572_4 | uuid://b791c0ed-2b5e-48f2-ba80-1c6ba0fe4b95 | {"asset":{"guid":"uuid://b791c0ed-2b5e-48f2-ba80-1c6ba0fe4b95","site":"in-blr-ananta","name":"vav-572"}} | Airmech | [5 empty] | BACnet MS/TP | 120572 | 11556 | [21 empty] | HLI-32 | Proxied Device | Good | Airmech | 10 | N/A |  |  |  | neptronic_evcbseries | NEPTRONIC-EVCBSERIES
993 | Building Management System | VAV-573 | VAV-573 | Neptronic | EVCB SERIES | Standard | Serial | VAVCTR | 4 | C432 |  |  | Active | Yes | IN-BLR-ANANTA-VAV-573_4 | uuid://95f599fd-8fe4-4103-b0f6-98b043a13419 | {"asset":{"guid":"uuid://95f599fd-8fe4-4103-b0f6-98b043a13419","site":"in-blr-ananta","name":"vav-573"}} | Airmech | [5 empty] | BACnet MS/TP | 120573 | 11556 | [21 empty] | HLI-32 | Proxied Device | Good | Airmech | 10 | N/A |  |  |  | neptronic_evcbseries | NEPTRONIC-EVCBSERIES
994 | Building Management System | VAV-574 | VAV-574 | Neptronic | EVCB SERIES | Standard | Serial | VAVCTR | 4 | 4C32 |  |  | Active | Yes | IN-BLR-ANANTA-VAV-574_4 | uuid://dac0bba2-efc8-4b2c-8430-421d73b3fce6 | {"asset":{"guid":"uuid://dac0bba2-efc8-4b2c-8430-421d73b3fce6","site":"in-blr-ananta","name":"vav-574"}} | Airmech | [5 empty] | BACnet MS/TP | 120574 | 11557 | [21 empty] | HLI-32 | Proxied Device | Good | Airmech | 10 | N/A |  |  |  | neptronic_evcbseries | NEPTRONIC-EVCBSERIES
995 | Building Management System | VAV-575 | VAV-575 | Neptronic | EVCB SERIES | Standard | Serial | VAVCTR | 4 | 4C26 |  |  | Active | Yes | IN-BLR-ANANTA-VAV-575_4 | uuid://e7ec8544-4e6e-404c-9aaa-596448d3ce06 | {"asset":{"guid":"uuid://e7ec8544-4e6e-404c-9aaa-596448d3ce06","site":"in-blr-ananta","name":"vav-575"}} | Airmech | [5 empty] | BACnet MS/TP | 120575 | 11557 | [21 empty] | HLI-32 | Proxied Device | Good | Airmech | 10 | N/A |  |  |  | neptronic_evcbseries | NEPTRONIC-EVCBSERIES
996 | Building Management System | VAV-576 | VAV-576 | Neptronic | EVCB SERIES | Standard | Serial | VAVCTR | 4 | 4C33 |  |  | Active | Yes | IN-BLR-ANANTA-VAV-576_4 | uuid://4f6f0587-ffde-4496-8af6-b53a5658da5e | {"asset":{"guid":"uuid://4f6f0587-ffde-4496-8af6-b53a5658da5e","site":"in-blr-ananta","name":"vav-576"}} | Airmech | [5 empty] | BACnet MS/TP | 120576 | 11557 | [21 empty] | HLI-32 | Proxied Device | Good | Airmech | 10 | N/A |  |  |  | neptronic_evcbseries | NEPTRONIC-EVCBSERIES
997 | Building Management System | VAV-577 | VAV-577 | Neptronic | EVCB SERIES | Standard | Serial | VAVCTR | 4 | 4C34 |  |  | Active | Yes | IN-BLR-ANANTA-VAV-577_4 | uuid://a3aa1990-62a1-4059-8515-d017f0b16f00 | {"asset":{"guid":"uuid://a3aa1990-62a1-4059-8515-d017f0b16f00","site":"in-blr-ananta","name":"vav-577"}} | Airmech | [5 empty] | BACnet MS/TP | 120577 | 11557 | [21 empty] | HLI-32 | Proxied Device | Good | Airmech | 10 | N/A |  |  |  | neptronic_evcbseries | NEPTRONIC-EVCBSERIES
998 | Building Management System | VAV-578 | VAV-578 | Neptronic | EVCB SERIES | Standard | Serial | VAVCTR | 4 | 4C31 |  |  | Active | Yes | IN-BLR-ANANTA-VAV-578_4 | uuid://e37c907f-1631-436f-bd40-0d5295fd1834 | {"asset":{"guid":"uuid://e37c907f-1631-436f-bd40-0d5295fd1834","site":"in-blr-ananta","name":"vav-578"}} | Airmech | [5 empty] | BACnet MS/TP | 120578 | 11557 | [21 empty] | HLI-32 | Proxied Device | Good | Airmech | 10 | N/A |  |  |  | neptronic_evcbseries | NEPTRONIC-EVCBSERIES
999 | Building Management System | VAV-579 | VAV-579 | Neptronic | EVCB SERIES | Standard | Serial | VAVCTR | 4 | 4C30 |  |  | Active | Yes | IN-BLR-ANANTA-VAV-579_4 | uuid://06249025-e203-4aec-8c14-2a5bed70f464 | {"asset":{"guid":"uuid://06249025-e203-4aec-8c14-2a5bed70f464","site":"in-blr-ananta","name":"vav-579"}} | Airmech | [5 empty] | BACnet MS/TP | 120579 | 11557 | [21 empty] | HLI-32 | Proxied Device | Good | Airmech | 10 | N/A |  |  |  | neptronic_evcbseries | NEPTRONIC-EVCBSERIES
1000 | Building Management System | VAV-580 | VAV-580 | Neptronic | EVCB SERIES | Standard | Serial | VAVCTR | 4 | 4C29 |  |  | Active | Yes | IN-BLR-ANANTA-VAV-580_4 | uuid://d25c5939-7700-4f91-8103-4613f95e5e3a | {"asset":{"guid":"uuid://d25c5939-7700-4f91-8103-4613f95e5e3a","site":"in-blr-ananta","name":"vav-580"}} | Airmech | [5 empty] | BACnet MS/TP | 120580 | 11557 | [21 empty] | HLI-32 | Proxied Device | Good | Airmech | 10 | N/A |  |  |  | neptronic_evcbseries | NEPTRONIC-EVCBSERIES
1001 | Building Management System | VAV-581 | VAV-581 | Neptronic | EVCB SERIES | Standard | Serial | VAVCTR | 4 | 4C28 |  |  | Active | Yes | IN-BLR-ANANTA-VAV-581_4 | uuid://9f1a1740-cd25-4031-9a8f-56aaaf1edff2 | {"asset":{"guid":"uuid://9f1a1740-cd25-4031-9a8f-56aaaf1edff2","site":"in-blr-ananta","name":"vav-581"}} | Airmech | [5 empty] | BACnet MS/TP | 120581 | 11557 | [21 empty] | HLI-32 | Proxied Device | Good | Airmech | 10 | N/A |  |  |  | neptronic_evcbseries | NEPTRONIC-EVCBSERIES
1002 | Building Management System | VAV-582 | VAV-582 | Neptronic | EVCB SERIES | Standard | Serial | VAVCTR | 4 | 4C27 |  |  | Active | Yes | IN-BLR-ANANTA-VAV-582_4 | uuid://f1cbacdb-8034-4f14-be38-0bf8c6e42910 | {"asset":{"guid":"uuid://f1cbacdb-8034-4f14-be38-0bf8c6e42910","site":"in-blr-ananta","name":"vav-582"}} | Airmech | [5 empty] | BACnet MS/TP | 120582 | 11557 | [21 empty] | HLI-32 | Proxied Device | Good | Airmech | 10 | N/A |  |  |  | neptronic_evcbseries | NEPTRONIC-EVCBSERIES
1003 | Building Management System | VAV-583 | VAV-583 | Neptronic | EVCB SERIES | Standard | Serial | VAVCTR | 4 | 4C24 |  |  | Active | Yes | IN-BLR-ANANTA-VAV-583_4 | uuid://8ebfc50b-8e2e-4c1f-97ab-9890603e7ace | {"asset":{"guid":"uuid://8ebfc50b-8e2e-4c1f-97ab-9890603e7ace","site":"in-blr-ananta","name":"vav-583"}} | Airmech | [5 empty] | BACnet MS/TP | 120583 | 11557 | [21 empty] | HLI-32 | Proxied Device | Good | Airmech | 10 | N/A |  |  |  | neptronic_evcbseries | NEPTRONIC-EVCBSERIES
1004 | Building Management System | VAV-584 | VAV-584 | Neptronic | EVCB SERIES | Standard | Serial | VAVCTR | 4 | FA - AHU Room |  |  | Active | Yes | IN-BLR-ANANTA-VAV-584_4 | uuid://55c5565e-c54f-4d1a-b0e9-e3f8271907ba | {"asset":{"guid":"uuid://55c5565e-c54f-4d1a-b0e9-e3f8271907ba","site":"in-blr-ananta","name":"vav-584"}} | Airmech | [5 empty] | BACnet MS/TP | 120584 | 11558 | [21 empty] | HLI-34 | Proxied Device | Good | Airmech | 10 | N/A |  |  |  | neptronic_evcbseries | NEPTRONIC-EVCBSERIES
1005 | Building Management System | VAV-585 | VAV-585 | Neptronic | EVCB SERIES | Standard | Serial | VAVCTR | 4 | 418 |  |  | Active | Yes | IN-BLR-ANANTA-VAV-585_4 | uuid://13526ff6-dcb1-4e8c-b5b7-f10230fd6a94 | {"asset":{"guid":"uuid://13526ff6-dcb1-4e8c-b5b7-f10230fd6a94","site":"in-blr-ananta","name":"vav-585"}} | Airmech | [5 empty] | BACnet MS/TP | 120585 | 11558 | [21 empty] | HLI-34 | Proxied Device | Good | Airmech | 10 | N/A |  |  |  | neptronic_evcbseries | NEPTRONIC-EVCBSERIES
1006 | Building Management System | VAV-586 | VAV-586 | Neptronic | EVCB SERIES | Standard | Serial | VAVCTR | 4 | 4D51 |  |  | Active | Yes | IN-BLR-ANANTA-VAV-586_4 | uuid://69ffb2e3-1f7a-4a18-bb83-b4118261b48c | {"asset":{"guid":"uuid://69ffb2e3-1f7a-4a18-bb83-b4118261b48c","site":"in-blr-ananta","name":"vav-586"}} | Airmech | [5 empty] | BACnet MS/TP | 120586 | 11558 | [21 empty] | HLI-34 | Proxied Device | Good | Airmech | 10 | N/A |  |  |  | neptronic_evcbseries | NEPTRONIC-EVCBSERIES
1007 | Building Management System | VAV-587 | VAV-587 | Neptronic | EVCB SERIES | Standard | Serial | VAVCTR | 4 | 416 |  |  | Active | Yes | IN-BLR-ANANTA-VAV-587_4 | uuid://33dadb7e-41b9-4129-901f-6831157aec1c | {"asset":{"guid":"uuid://33dadb7e-41b9-4129-901f-6831157aec1c","site":"in-blr-ananta","name":"vav-587"}} | Airmech | [5 empty] | BACnet MS/TP | 120587 | 11558 | [21 empty] | HLI-34 | Proxied Device | Good | Airmech | 10 | N/A |  |  |  | neptronic_evcbseries | NEPTRONIC-EVCBSERIES
1008 | Building Management System | VAV-588 | VAV-588 | Neptronic | EVCB SERIES | Standard | Serial | VAVCTR | 4 | 4D010 |  |  | Active | Yes | IN-BLR-ANANTA-VAV-588_4 | uuid://7bd89100-2300-407d-9577-d2cacf16b9fb | {"asset":{"guid":"uuid://7bd89100-2300-407d-9577-d2cacf16b9fb","site":"in-blr-ananta","name":"vav-588"}} | Airmech | [5 empty] | BACnet MS/TP | 120588 | 11558 | [21 empty] | HLI-34 | Proxied Device | Good | Airmech | 10 | N/A |  |  |  | neptronic_evcbseries | NEPTRONIC-EVCBSERIES
1009 | Building Management System | VAV-589 | VAV-589 | Neptronic | EVCB SERIES | Standard | Serial | VAVCTR | 4 | 4D009 |  |  | Active | Yes | IN-BLR-ANANTA-VAV-589_4 | uuid://6d788aa0-0d74-4fb0-81b6-c7ce87fff0fb | {"asset":{"guid":"uuid://6d788aa0-0d74-4fb0-81b6-c7ce87fff0fb","site":"in-blr-ananta","name":"vav-589"}} | Airmech | [5 empty] | BACnet MS/TP | 120589 | 11558 | [21 empty] | HLI-34 | Proxied Device | Good | Airmech | 10 | N/A |  |  |  | neptronic_evcbseries | NEPTRONIC-EVCBSERIES
1010 | Building Management System | VAV-590 | VAV-590 | Neptronic | EVCB SERIES | Standard | Serial | VAVCTR | 4 | 4D52 |  |  | Active | Yes | IN-BLR-ANANTA-VAV-590_4 | uuid://389309bd-92d6-45f8-9239-8b01f06b798f | {"asset":{"guid":"uuid://389309bd-92d6-45f8-9239-8b01f06b798f","site":"in-blr-ananta","name":"vav-590"}} | Airmech | [5 empty] | BACnet MS/TP | 120590 | 11558 | [21 empty] | HLI-34 | Proxied Device | Good | Airmech | 10 | N/A |  |  |  | neptronic_evcbseries | NEPTRONIC-EVCBSERIES
1011 | Building Management System | VAV-591 | VAV-591 | Neptronic | EVCB SERIES | Standard | Serial | VAVCTR | 4 | 4D53 |  |  | Active | Yes | IN-BLR-ANANTA-VAV-591_4 | uuid://177177ae-f525-4fd6-ac60-de5c8bd6e7fa | {"asset":{"guid":"uuid://177177ae-f525-4fd6-ac60-de5c8bd6e7fa","site":"in-blr-ananta","name":"vav-591"}} | Airmech | [5 empty] | BACnet MS/TP | 120591 | 11558 | [21 empty] | HLI-34 | Proxied Device | Good | Airmech | 10 | N/A |  |  |  | neptronic_evcbseries | NEPTRONIC-EVCBSERIES
1012 | Building Management System | VAV-592 | VAV-592 | Neptronic | EVCB SERIES | Standard | Serial | VAVCTR | 4 | 405 |  |  | Active | Yes | IN-BLR-ANANTA-VAV-592_4 | uuid://a10705e6-21da-4992-b5ed-ff455e6fd3df | {"asset":{"guid":"uuid://a10705e6-21da-4992-b5ed-ff455e6fd3df","site":"in-blr-ananta","name":"vav-592"}} | Airmech | [5 empty] | BACnet MS/TP | 120592 | 11565 | [21 empty] | HLI-37 | Proxied Device | Good | Airmech | 10 | N/A |  |  |  | neptronic_evcbseries | NEPTRONIC-EVCBSERIES
1013 | Building Management System | VAV-593 | VAV-593 | Neptronic | EVCB SERIES | Standard | Serial | VAVCTR | 4 | 404 & C417 |  |  | Active | Yes | IN-BLR-ANANTA-VAV-593_4 | uuid://540ffa71-f2e5-44d0-bde3-afd1e7336f46 | {"asset":{"guid":"uuid://540ffa71-f2e5-44d0-bde3-afd1e7336f46","site":"in-blr-ananta","name":"vav-593"}} | Airmech | [5 empty] | BACnet MS/TP | 120593 | 11565 | [21 empty] | HLI-37 | Proxied Device | Good | Airmech | 10 | N/A |  |  |  | neptronic_evcbseries | NEPTRONIC-EVCBSERIES
1014 | Building Management System | VAV-594 | VAV-594 | Neptronic | EVCB SERIES | Standard | Serial | VAVCTR | 4 | Lift Lobby |  |  | Active | Yes | IN-BLR-ANANTA-VAV-594_4 | uuid://c37b53ba-aac4-4601-87a3-fad46ad8cd33 | {"asset":{"guid":"uuid://c37b53ba-aac4-4601-87a3-fad46ad8cd33","site":"in-blr-ananta","name":"vav-594"}} | Airmech | [5 empty] | BACnet MS/TP | 120594 | 11565 | [21 empty] | HLI-37 | Proxied Device | Good | Airmech | 10 | N/A |  |  |  | neptronic_evcbseries | NEPTRONIC-EVCBSERIES
1015 | Building Management System | VAV-595 | VAV-595 | Neptronic | EVCB SERIES | Standard | Serial | VAVCTR | 4 | Lift Lobby |  |  | Active | Yes | IN-BLR-ANANTA-VAV-595_4 | uuid://05e85c29-eb13-4728-9d6d-79ed69c92df3 | {"asset":{"guid":"uuid://05e85c29-eb13-4728-9d6d-79ed69c92df3","site":"in-blr-ananta","name":"vav-595"}} | Airmech | [5 empty] | BACnet MS/TP | 120595 | 11565 | [21 empty] | HLI-37 | Proxied Device | Good | Airmech | 10 | N/A |  |  |  | neptronic_evcbseries | NEPTRONIC-EVCBSERIES
1016 | Building Management System | VAV-596 | VAV-596 | Neptronic | EVCB SERIES | Standard | Serial | VAVCTR | 4 | 4B26 |  |  | Active | Yes | IN-BLR-ANANTA-VAV-596_4 | uuid://8f6fcd9b-5eb3-4f23-96e3-05b44edb3d94 | {"asset":{"guid":"uuid://8f6fcd9b-5eb3-4f23-96e3-05b44edb3d94","site":"in-blr-ananta","name":"vav-596"}} | Airmech | [5 empty] | BACnet MS/TP | 120596 | 11565 | [21 empty] | HLI-37 | Proxied Device | Good | Airmech | 10 | N/A |  |  |  | neptronic_evcbseries | NEPTRONIC-EVCBSERIES
1017 | Building Management System | VAV-597 | VAV-597 | Neptronic | EVCB SERIES | Standard | Serial | VAVCTR | 4 | Lift Lobby |  |  | Active | Yes | IN-BLR-ANANTA-VAV-597_4 | uuid://e1c6c1d8-7711-4616-8dab-f0df940546be | {"asset":{"guid":"uuid://e1c6c1d8-7711-4616-8dab-f0df940546be","site":"in-blr-ananta","name":"vav-597"}} | Airmech | [5 empty] | BACnet MS/TP | 120597 | 11565 | [21 empty] | HLI-37 | Proxied Device | Good | Airmech | 10 | N/A |  |  |  | neptronic_evcbseries | NEPTRONIC-EVCBSERIES
1018 | Building Management System | VAV-598 | VAV-598 | Neptronic | EVCB SERIES | Standard | Serial | VAVCTR | 4 | 4B1 |  |  | Active | Yes | IN-BLR-ANANTA-VAV-598_4 | uuid://4a5f8ead-53f0-4afb-89fd-ac40206d4e42 | {"asset":{"guid":"uuid://4a5f8ead-53f0-4afb-89fd-ac40206d4e42","site":"in-blr-ananta","name":"vav-598"}} | Airmech | [5 empty] | BACnet MS/TP | 120598 | 11565 | [21 empty] | HLI-37 | Proxied Device | Good | Airmech | 10 | N/A |  |  |  | neptronic_evcbseries | NEPTRONIC-EVCBSERIES
1019 | Building Management System | VAV-599 | VAV-599 | Neptronic | EVCB SERIES | Standard | Serial | VAVCTR | 4 | 4B1 |  |  | Active | Yes | IN-BLR-ANANTA-VAV-599_4 | uuid://884bf360-5228-4a87-b28b-e3190a0c0b91 | {"asset":{"guid":"uuid://884bf360-5228-4a87-b28b-e3190a0c0b91","site":"in-blr-ananta","name":"vav-599"}} | Airmech | [5 empty] | BACnet MS/TP | 120599 | 11565 | [21 empty] | HLI-37 | Proxied Device | Good | Airmech | 10 | N/A |  |  |  | neptronic_evcbseries | NEPTRONIC-EVCBSERIES
1020 | Building Management System | VAV-600 | VAV-600 | Neptronic | EVCB SERIES | Standard | Serial | VAVCTR | 4 | 4B3 ,4B4 |  |  | Active | Yes | IN-BLR-ANANTA-VAV-600_4 | uuid://2bb0b3d6-d38a-4c2e-8f24-1c099c4aeac4 | {"asset":{"guid":"uuid://2bb0b3d6-d38a-4c2e-8f24-1c099c4aeac4","site":"in-blr-ananta","name":"vav-600"}} | Airmech | [5 empty] | BACnet MS/TP | 120600 | 11565 | [21 empty] | HLI-37 | Proxied Device | Good | Airmech | 10 | N/A |  |  |  | neptronic_evcbseries | NEPTRONIC-EVCBSERIES
1021 | Building Management System | VAV-601 | VAV-601 | Neptronic | EVCB SERIES | Standard | Serial | VAVCTR | 4 | 4B007 |  |  | Active | Yes | IN-BLR-ANANTA-VAV-601_4 | uuid://8e6d938e-c390-4f7c-9396-ef0b8d0fba0f | {"asset":{"guid":"uuid://8e6d938e-c390-4f7c-9396-ef0b8d0fba0f","site":"in-blr-ananta","name":"vav-601"}} | Airmech | [5 empty] | BACnet MS/TP | 120601 | 11565 | [21 empty] | HLI-37 | Proxied Device | Good | Airmech | 10 | N/A |  |  |  | neptronic_evcbseries | NEPTRONIC-EVCBSERIES
1022 | Building Management System | VAV-602 | VAV-602 | Neptronic | EVCB SERIES | Standard | Serial | VAVCTR | 4 | 4B021 |  |  | Active | Yes | IN-BLR-ANANTA-VAV-602_4 | uuid://be432084-4105-494d-909a-6da45d4c333b | {"asset":{"guid":"uuid://be432084-4105-494d-909a-6da45d4c333b","site":"in-blr-ananta","name":"vav-602"}} | Airmech | [5 empty] | BACnet MS/TP | 120602 | 11565 | [21 empty] | HLI-37 | Proxied Device | Good | Airmech | 10 | N/A |  |  |  | neptronic_evcbseries | NEPTRONIC-EVCBSERIES
1023 | Building Management System | VAV-603 | VAV-603 | Neptronic | EVCB SERIES | Standard | Serial | VAVCTR | 4 | 4B8 & 4B9 |  |  | Active | Yes | IN-BLR-ANANTA-VAV-603_4 | uuid://c9fbc427-ffa9-4560-83ec-73949fac848d | {"asset":{"guid":"uuid://c9fbc427-ffa9-4560-83ec-73949fac848d","site":"in-blr-ananta","name":"vav-603"}} | Airmech | [5 empty] | BACnet MS/TP | 120603 | 11565 | [21 empty] | HLI-37 | Proxied Device | Good | Airmech | 10 | N/A |  |  |  | neptronic_evcbseries | NEPTRONIC-EVCBSERIES
1024 | Building Management System | VAV-604 | VAV-604 | Neptronic | EVCB SERIES | Standard | Serial | VAVCTR | 4 | 4B35 |  |  | Active | Yes | IN-BLR-ANANTA-VAV-604_4 | uuid://cee35a81-de8c-44d7-b883-83afb9180c35 | {"asset":{"guid":"uuid://cee35a81-de8c-44d7-b883-83afb9180c35","site":"in-blr-ananta","name":"vav-604"}} | Airmech | [5 empty] | BACnet MS/TP | 120604 | 11565 | [21 empty] | HLI-37 | Proxied Device | Good | Airmech | 10 | N/A |  |  |  | neptronic_evcbseries | NEPTRONIC-EVCBSERIES
1025 | Building Management System | VAV-605 | VAV-605 | Neptronic | EVCB SERIES | Standard | Serial | VAVCTR | 4 | 4B034 |  |  | Active | Yes | IN-BLR-ANANTA-VAV-605_4 | uuid://16286ea4-6a17-4f05-a549-71dfd8916903 | {"asset":{"guid":"uuid://16286ea4-6a17-4f05-a549-71dfd8916903","site":"in-blr-ananta","name":"vav-605"}} | Airmech | [5 empty] | BACnet MS/TP | 120605 | 11565 | [21 empty] | HLI-37 | Proxied Device | Good | Airmech | 10 | N/A |  |  |  | neptronic_evcbseries | NEPTRONIC-EVCBSERIES
1026 | Building Management System | VAV-606 | VAV-606 | Neptronic | EVCB SERIES | Standard | Serial | VAVCTR | 4 | 4B10 |  |  | Active | Yes | IN-BLR-ANANTA-VAV-606_4 | uuid://50ba9f42-344b-4303-a616-9e3b12752855 | {"asset":{"guid":"uuid://50ba9f42-344b-4303-a616-9e3b12752855","site":"in-blr-ananta","name":"vav-606"}} | Airmech | [5 empty] | BACnet MS/TP | 120606 | 11565 | [21 empty] | HLI-37 | Proxied Device | Good | Airmech | 10 | N/A |  |  |  | neptronic_evcbseries | NEPTRONIC-EVCBSERIES
1027 | Building Management System | VAV-607 | VAV-607 | Neptronic | EVCB SERIES | Standard | Serial | VAVCTR | 4 | 4B048 |  |  | Active | Yes | IN-BLR-ANANTA-VAV-607_4 | uuid://aadc5624-d5f2-4536-84bb-370dc4572c8e | {"asset":{"guid":"uuid://aadc5624-d5f2-4536-84bb-370dc4572c8e","site":"in-blr-ananta","name":"vav-607"}} | Airmech | [5 empty] | BACnet MS/TP | 120607 | 11565 | [21 empty] | HLI-37 | Proxied Device | Good | Airmech | 10 | N/A |  |  |  | neptronic_evcbseries | NEPTRONIC-EVCBSERIES
1028 | Building Management System | VAV-608 | VAV-608 | Neptronic | EVCB SERIES | Standard | Serial | VAVCTR | 4 | FA - AHU Room |  |  | Active | Yes | IN-BLR-ANANTA-VAV-608_4 | uuid://70d02bf0-aefd-4581-8e4f-5a00cdb9bfba | {"asset":{"guid":"uuid://70d02bf0-aefd-4581-8e4f-5a00cdb9bfba","site":"in-blr-ananta","name":"vav-608"}} | Airmech | [5 empty] | BACnet MS/TP | 120608 | 11564 | [21 empty] | HLI-37 | Proxied Device | Good | Airmech | 10 | N/A |  |  |  | neptronic_evcbseries | NEPTRONIC-EVCBSERIES
1029 | Building Management System | VAV-609 | VAV-609 | Neptronic | EVCB SERIES | Standard | Serial | VAVCTR | 4 | FA - AHU Room |  |  | Active | Yes | IN-BLR-ANANTA-VAV-609_4 | uuid://4ffeade2-b171-4d73-804a-d362cd8a021d | {"asset":{"guid":"uuid://4ffeade2-b171-4d73-804a-d362cd8a021d","site":"in-blr-ananta","name":"vav-609"}} | Airmech | [5 empty] | BACnet MS/TP | 120609 | 11564 | [21 empty] | HLI-37 | Proxied Device | Good | Airmech | 10 | N/A |  |  |  | neptronic_evcbseries | NEPTRONIC-EVCBSERIES
1030 | Building Management System | VAV-610 | VAV-610 | Neptronic | EVCB SERIES | Standard | Serial | VAVCTR | 4 | 4D22 |  |  | Active | Yes | IN-BLR-ANANTA-VAV-610_4 | uuid://6bcc08e4-3729-4241-bd11-4efc1f494320 | {"asset":{"guid":"uuid://6bcc08e4-3729-4241-bd11-4efc1f494320","site":"in-blr-ananta","name":"vav-610"}} | Airmech | [5 empty] | BACnet MS/TP | 120610 | 11564 | [21 empty] | HLI-37 | Proxied Device | Good | Airmech | 10 | N/A |  |  |  | neptronic_evcbseries | NEPTRONIC-EVCBSERIES
1031 | Building Management System | VAV-611 | VAV-611 | Neptronic | EVCB SERIES | Standard | Serial | VAVCTR | 4 | 4B21 |  |  | Active | Yes | IN-BLR-ANANTA-VAV-611_4 | uuid://e483af56-c7f4-4a27-b33a-3071234254c9 | {"asset":{"guid":"uuid://e483af56-c7f4-4a27-b33a-3071234254c9","site":"in-blr-ananta","name":"vav-611"}} | Airmech | [5 empty] | BACnet MS/TP | 120611 | 11564 | [21 empty] | HLI-37 | Proxied Device | Good | Airmech | 10 | N/A |  |  |  | neptronic_evcbseries | NEPTRONIC-EVCBSERIES
1032 | Building Management System | VAV-612 | VAV-612 | Neptronic | EVCB SERIES | Standard | Serial | VAVCTR | 4 | 4B20 |  |  | Active | Yes | IN-BLR-ANANTA-VAV-612_4 | uuid://4dc03567-06c0-4b7d-abc0-88362d4f04a5 | {"asset":{"guid":"uuid://4dc03567-06c0-4b7d-abc0-88362d4f04a5","site":"in-blr-ananta","name":"vav-612"}} | Airmech | [5 empty] | BACnet MS/TP | 120612 | 11564 | [21 empty] | HLI-37 | Proxied Device | Good | Airmech | 10 | N/A |  |  |  | neptronic_evcbseries | NEPTRONIC-EVCBSERIES
1033 | Building Management System | VAV-613 | VAV-613 | Neptronic | EVCB SERIES | Standard | Serial | VAVCTR | 4 | 4B19 |  |  | Active | Yes | IN-BLR-ANANTA-VAV-613_4 | uuid://adbda402-eacd-4944-9a84-1265387ccc8a | {"asset":{"guid":"uuid://adbda402-eacd-4944-9a84-1265387ccc8a","site":"in-blr-ananta","name":"vav-613"}} | Airmech | [5 empty] | BACnet MS/TP | 120613 | 11564 | [21 empty] | HLI-37 | Proxied Device | Good | Airmech | 10 | N/A |  |  |  | neptronic_evcbseries | NEPTRONIC-EVCBSERIES
1034 | Building Management System | VAV-614 | VAV-614 | Neptronic | EVCB SERIES | Standard | Serial | VAVCTR | 4 | 4B39 |  |  | Active | Yes | IN-BLR-ANANTA-VAV-614_4 | uuid://a7aac8a8-e72e-4205-9686-6b2bf635022d | {"asset":{"guid":"uuid://a7aac8a8-e72e-4205-9686-6b2bf635022d","site":"in-blr-ananta","name":"vav-614"}} | Airmech | [5 empty] | BACnet MS/TP | 120614 | 11564 | [21 empty] | HLI-37 | Proxied Device | Good | Airmech | 10 | N/A |  |  |  | neptronic_evcbseries | NEPTRONIC-EVCBSERIES
1035 | Building Management System | VAV-615 | VAV-615 | Neptronic | EVCB SERIES | Standard | Serial | VAVCTR | 4 | 4B17 & 4B16 |  |  | Active | Yes | IN-BLR-ANANTA-VAV-615_4 | uuid://d6eb0c76-b580-4aae-a47c-88406f98d9a7 | {"asset":{"guid":"uuid://d6eb0c76-b580-4aae-a47c-88406f98d9a7","site":"in-blr-ananta","name":"vav-615"}} | Airmech | [5 empty] | BACnet MS/TP | 120615 | 11564 | [21 empty] | HLI-37 | Proxied Device | Good | Airmech | 10 | N/A |  |  |  | neptronic_evcbseries | NEPTRONIC-EVCBSERIES
1036 | Building Management System | VAV-616 | VAV-616 | Neptronic | EVCB SERIES | Standard | Serial | VAVCTR | 4 | 4B085 |  |  | Active | Yes | IN-BLR-ANANTA-VAV-616_4 | uuid://97c9781e-065e-406a-bda7-292fcddece3c | {"asset":{"guid":"uuid://97c9781e-065e-406a-bda7-292fcddece3c","site":"in-blr-ananta","name":"vav-616"}} | Airmech | [5 empty] | BACnet MS/TP | 120616 | 11564 | [21 empty] | HLI-37 | Proxied Device | Good | Airmech | 10 | N/A |  |  |  | neptronic_evcbseries | NEPTRONIC-EVCBSERIES
1037 | Building Management System | VAV-617 | VAV-617 | Neptronic | EVCB SERIES | Standard | Serial | VAVCTR | 4 | 4B086 |  |  | Active | Yes | IN-BLR-ANANTA-VAV-617_4 | uuid://0a5259c9-3a7e-4ab2-855b-b54329dc3188 | {"asset":{"guid":"uuid://0a5259c9-3a7e-4ab2-855b-b54329dc3188","site":"in-blr-ananta","name":"vav-617"}} | Airmech | [5 empty] | BACnet MS/TP | 120617 | 11564 | [21 empty] | HLI-37 | Proxied Device | Good | Airmech | 10 | N/A |  |  |  | neptronic_evcbseries | NEPTRONIC-EVCBSERIES
1038 | Building Management System | VAV-618 | VAV-618 | Neptronic | EVCB SERIES | Standard | Serial | VAVCTR | 4 | 4A131 |  |  | Active | Yes | IN-BLR-ANANTA-VAV-618_4 | uuid://89f2aa39-9142-4c75-8cee-379cdef348b7 | {"asset":{"guid":"uuid://89f2aa39-9142-4c75-8cee-379cdef348b7","site":"in-blr-ananta","name":"vav-618"}} | Airmech | [5 empty] | BACnet MS/TP | 120618 | 11564 | [21 empty] | HLI-37 | Proxied Device | Good | Airmech | 10 | N/A |  |  |  | neptronic_evcbseries | NEPTRONIC-EVCBSERIES
1039 | Building Management System | VAV-619 | VAV-619 | Neptronic | EVCB SERIES | Standard | Serial | VAVCTR | 4 | 4A132 |  |  | Active | Yes | IN-BLR-ANANTA-VAV-619_4 | uuid://a5d726f2-c8de-42dd-9de4-f24cdf18d3a5 | {"asset":{"guid":"uuid://a5d726f2-c8de-42dd-9de4-f24cdf18d3a5","site":"in-blr-ananta","name":"vav-619"}} | Airmech | [5 empty] | BACnet MS/TP | 120619 | 11564 | [21 empty] | HLI-37 | Proxied Device | Good | Airmech | 10 | N/A |  |  |  | neptronic_evcbseries | NEPTRONIC-EVCBSERIES
1040 | Building Management System | VAV-620 | VAV-620 | Neptronic | EVCB SERIES | Standard | Serial | VAVCTR | 4 | 4B46 |  |  | Active | Yes | IN-BLR-ANANTA-VAV-620_4 | uuid://52eccc11-3755-4094-9a0b-dc5b32c7856e | {"asset":{"guid":"uuid://52eccc11-3755-4094-9a0b-dc5b32c7856e","site":"in-blr-ananta","name":"vav-620"}} | Airmech | [5 empty] | BACnet MS/TP | 120620 | 11564 | [21 empty] | HLI-37 | Proxied Device | Good | Airmech | 10 | N/A |  |  |  | neptronic_evcbseries | NEPTRONIC-EVCBSERIES
1041 | Building Management System | VAV-621 | VAV-621 | Neptronic | EVCB SERIES | Standard | Serial | VAVCTR | 4 | 4A49 |  |  | Active | Yes | IN-BLR-ANANTA-VAV-621_4 | uuid://a21d75ec-af40-4518-a4cf-287aec5c99f5 | {"asset":{"guid":"uuid://a21d75ec-af40-4518-a4cf-287aec5c99f5","site":"in-blr-ananta","name":"vav-621"}} | Airmech | [5 empty] | BACnet MS/TP | 120621 | 11564 | [21 empty] | HLI-37 | Proxied Device | Good | Airmech | 10 | N/A |  |  |  | neptronic_evcbseries | NEPTRONIC-EVCBSERIES
1042 | Building Management System | VAV-622 | VAV-622 | Neptronic | EVCB SERIES | Standard | Serial | VAVCTR | 4 | 4B23 4B24 |  |  | Active | Yes | IN-BLR-ANANTA-VAV-622_4 | uuid://906c6474-e04b-4b06-9a81-3933c4380fee | {"asset":{"guid":"uuid://906c6474-e04b-4b06-9a81-3933c4380fee","site":"in-blr-ananta","name":"vav-622"}} | Airmech | [5 empty] | BACnet MS/TP | 120622 | 11564 | [21 empty] | HLI-37 | Proxied Device | Good | Airmech | 10 | N/A |  |  |  | neptronic_evcbseries | NEPTRONIC-EVCBSERIES
1043 | Building Management System | VAV-623 | VAV-623 | Neptronic | EVCB SERIES | Standard | Serial | VAVCTR | 4 | Electrical Room |  |  | Active | Yes | IN-BLR-ANANTA-VAV-623_4 | uuid://150a0767-ef36-4f56-b6b2-a791678283f7 | {"asset":{"guid":"uuid://150a0767-ef36-4f56-b6b2-a791678283f7","site":"in-blr-ananta","name":"vav-623"}} | Airmech | [5 empty] | BACnet MS/TP | 120623 | 11562 | [21 empty] | HLI-36 | Proxied Device | Good | Airmech | 10 | N/A |  |  |  | neptronic_evcbseries | NEPTRONIC-EVCBSERIES
1044 | Building Management System | VAV-624 | VAV-624 | Neptronic | EVCB SERIES | Standard | Serial | VAVCTR | 4 | 4D43 & 4D44 |  |  | Active | Yes | IN-BLR-ANANTA-VAV-624_4 | uuid://9436d686-1214-446e-a8f6-65f4ff32cfba | {"asset":{"guid":"uuid://9436d686-1214-446e-a8f6-65f4ff32cfba","site":"in-blr-ananta","name":"vav-624"}} | Airmech | [5 empty] | BACnet MS/TP | 120624 | 11562 | [21 empty] | HLI-36 | Proxied Device | Good | Airmech | 10 | N/A |  |  |  | neptronic_evcbseries | NEPTRONIC-EVCBSERIES
1045 | Building Management System | VAV-625 | VAV-625 | Neptronic | EVCB SERIES | Standard | Serial | VAVCTR | 4 | Lounge |  |  | Active | Yes | IN-BLR-ANANTA-VAV-625_4 | uuid://183cd405-0c7a-4d5c-9f37-d926ed546c71 | {"asset":{"guid":"uuid://183cd405-0c7a-4d5c-9f37-d926ed546c71","site":"in-blr-ananta","name":"vav-625"}} | Airmech | [5 empty] | BACnet MS/TP | 120625 | 11562 | [21 empty] | HLI-36 | Proxied Device | Good | Airmech | 10 | N/A |  |  |  | neptronic_evcbseries | NEPTRONIC-EVCBSERIES
1046 | Building Management System | VAV-626 | VAV-626 | Neptronic | EVCB SERIES | Standard | Serial | VAVCTR | 4 | 4D24 |  |  | Active | Yes | IN-BLR-ANANTA-VAV-626_4 | uuid://2e32c278-d370-49a6-bb50-9334f996e7aa | {"asset":{"guid":"uuid://2e32c278-d370-49a6-bb50-9334f996e7aa","site":"in-blr-ananta","name":"vav-626"}} | Airmech | [5 empty] | BACnet MS/TP | 120626 | 11562 | [21 empty] | HLI-36 | Proxied Device | Good | Airmech | 10 | N/A |  |  |  | neptronic_evcbseries | NEPTRONIC-EVCBSERIES
1047 | Building Management System | VAV-627 | VAV-627 | Neptronic | EVCB SERIES | Standard | Serial | VAVCTR | 4 | 4D25 |  |  | Active | Yes | IN-BLR-ANANTA-VAV-627_4 | uuid://65e03815-5134-4cf2-964a-7ffadc61131d | {"asset":{"guid":"uuid://65e03815-5134-4cf2-964a-7ffadc61131d","site":"in-blr-ananta","name":"vav-627"}} | Airmech | [5 empty] | BACnet MS/TP | 120627 | 11562 | [21 empty] | HLI-36 | Proxied Device | Good | Airmech | 10 | N/A |  |  |  | neptronic_evcbseries | NEPTRONIC-EVCBSERIES
1048 | Building Management System | VAV-628 | VAV-628 | Neptronic | EVCB SERIES | Standard | Serial | VAVCTR | 4 | 4D23 |  |  | Active | Yes | IN-BLR-ANANTA-VAV-628_4 | uuid://9ad6837b-4391-4277-a24c-91ca178d8bd1 | {"asset":{"guid":"uuid://9ad6837b-4391-4277-a24c-91ca178d8bd1","site":"in-blr-ananta","name":"vav-628"}} | Airmech | [5 empty] | BACnet MS/TP | 120628 | 11562 | [21 empty] | HLI-36 | Proxied Device | Good | Airmech | 10 | N/A |  |  |  | neptronic_evcbseries | NEPTRONIC-EVCBSERIES
1049 | Building Management System | VAV-629 | VAV-629 | Neptronic | EVCB SERIES | Standard | Serial | VAVCTR | 4 | Lounge |  |  | Active | Yes | IN-BLR-ANANTA-VAV-629_4 | uuid://cd52a965-1717-4129-974d-9f9f9aed8bd1 | {"asset":{"guid":"uuid://cd52a965-1717-4129-974d-9f9f9aed8bd1","site":"in-blr-ananta","name":"vav-629"}} | Airmech | [5 empty] | BACnet MS/TP | 120629 | 11562 | [21 empty] | HLI-36 | Proxied Device | Good | Airmech | 10 | N/A |  |  |  | neptronic_evcbseries | NEPTRONIC-EVCBSERIES
1050 | Building Management System | VAV-630 | VAV-630 | Neptronic | EVCB SERIES | Standard | Serial | VAVCTR | 4 | 4D22 |  |  | Active | Yes | IN-BLR-ANANTA-VAV-630_4 | uuid://ae510a19-44a1-4872-a150-ef50bd3a8b79 | {"asset":{"guid":"uuid://ae510a19-44a1-4872-a150-ef50bd3a8b79","site":"in-blr-ananta","name":"vav-630"}} | Airmech | [5 empty] | BACnet MS/TP | 120630 | 11562 | [21 empty] | HLI-36 | Proxied Device | Good | Airmech | 10 | N/A |  |  |  | neptronic_evcbseries | NEPTRONIC-EVCBSERIES
1051 | Building Management System | VAV-631 | VAV-631 | Neptronic | EVCB SERIES | Standard | Serial | VAVCTR | 4 | 4D22 |  |  | Active | Yes | IN-BLR-ANANTA-VAV-631_4 | uuid://4795d84d-ea1e-49de-b239-ee6cd133fed0 | {"asset":{"guid":"uuid://4795d84d-ea1e-49de-b239-ee6cd133fed0","site":"in-blr-ananta","name":"vav-631"}} | Airmech | [5 empty] | BACnet MS/TP | 120631 | 11562 | [21 empty] | HLI-36 | Proxied Device | Good | Airmech | 10 | N/A |  |  |  | neptronic_evcbseries | NEPTRONIC-EVCBSERIES
1052 | Building Management System | VAV-632 | VAV-632 | Neptronic | EVCB SERIES | Standard | Serial | VAVCTR | 4 | 4D18 |  |  | Active | Yes | IN-BLR-ANANTA-VAV-632_4 | uuid://29ec9801-3246-4f49-b79f-35e8f3b03758 | {"asset":{"guid":"uuid://29ec9801-3246-4f49-b79f-35e8f3b03758","site":"in-blr-ananta","name":"vav-632"}} | Airmech | [5 empty] | BACnet MS/TP | 120632 | 11562 | [21 empty] | HLI-36 | Proxied Device | Good | Airmech | 10 | N/A |  |  |  | neptronic_evcbseries | NEPTRONIC-EVCBSERIES
1053 | Building Management System | VAV-633 | VAV-633 | Neptronic | EVCB SERIES | Standard | Serial | VAVCTR | 4 | 4D21 |  |  | Active | Yes | IN-BLR-ANANTA-VAV-633_4 | uuid://06da6256-a4ee-473c-9f4a-3ef86397008a | {"asset":{"guid":"uuid://06da6256-a4ee-473c-9f4a-3ef86397008a","site":"in-blr-ananta","name":"vav-633"}} | Airmech | [5 empty] | BACnet MS/TP | 120633 | 11562 | [21 empty] | HLI-36 | Proxied Device | Good | Airmech | 10 | N/A |  |  |  | neptronic_evcbseries | NEPTRONIC-EVCBSERIES
1054 | Building Management System | VAV-634 | VAV-634 | Neptronic | EVCB SERIES | Standard | Serial | VAVCTR | 4 | 4D19 & 4D20 |  |  | Active | Yes | IN-BLR-ANANTA-VAV-634_4 | uuid://23af033d-6533-41f6-9923-2818392826ce | {"asset":{"guid":"uuid://23af033d-6533-41f6-9923-2818392826ce","site":"in-blr-ananta","name":"vav-634"}} | Airmech | [5 empty] | BACnet MS/TP | 120634 | 11562 | [21 empty] | HLI-36 | Proxied Device | Good | Airmech | 10 | N/A |  |  |  | neptronic_evcbseries | NEPTRONIC-EVCBSERIES
1055 | Building Management System | VAV-635 | VAV-635 | Neptronic | EVCB SERIES | Standard | Serial | VAVCTR | 4 | 4D26 |  |  | Active | Yes | IN-BLR-ANANTA-VAV-635_4 | uuid://28e43373-7963-41f7-b156-fc993cbb9ba9 | {"asset":{"guid":"uuid://28e43373-7963-41f7-b156-fc993cbb9ba9","site":"in-blr-ananta","name":"vav-635"}} | Airmech | [5 empty] | BACnet MS/TP | 120635 | 11562 | [21 empty] | HLI-36 | Proxied Device | Good | Airmech | 10 | N/A |  |  |  | neptronic_evcbseries | NEPTRONIC-EVCBSERIES
1056 | Building Management System | VAV-636 | VAV-636 | Neptronic | EVCB SERIES | Standard | Serial | VAVCTR | 4 | 4D30 |  |  | Active | Yes | IN-BLR-ANANTA-VAV-636_4 | uuid://2ebb6dae-5a9d-4901-8ef6-fd02c4090b6f | {"asset":{"guid":"uuid://2ebb6dae-5a9d-4901-8ef6-fd02c4090b6f","site":"in-blr-ananta","name":"vav-636"}} | Airmech | [5 empty] | BACnet MS/TP | 120636 | 11562 | [21 empty] | HLI-36 | Proxied Device | Good | Airmech | 10 | N/A |  |  |  | neptronic_evcbseries | NEPTRONIC-EVCBSERIES
1057 | Building Management System | VAV-637 | VAV-637 | Neptronic | EVCB SERIES | Standard | Serial | VAVCTR | 4 | 4D37 |  |  | Active | Yes | IN-BLR-ANANTA-VAV-637_4 | uuid://a814cfd7-32f1-47da-8814-0192e767b876 | {"asset":{"guid":"uuid://a814cfd7-32f1-47da-8814-0192e767b876","site":"in-blr-ananta","name":"vav-637"}} | Airmech | [5 empty] | BACnet MS/TP | 120637 | 11562 | [21 empty] | HLI-36 | Proxied Device | Good | Airmech | 10 | N/A |  |  |  | neptronic_evcbseries | NEPTRONIC-EVCBSERIES
1058 | Building Management System | VAV-638 | VAV-638 | Neptronic | EVCB SERIES | Standard | Serial | VAVCTR | 4 | 4D33 & 4D34 |  |  | Active | Yes | IN-BLR-ANANTA-VAV-638_4 | uuid://ea1c14d9-0525-41ea-92b2-7f15ad4248e4 | {"asset":{"guid":"uuid://ea1c14d9-0525-41ea-92b2-7f15ad4248e4","site":"in-blr-ananta","name":"vav-638"}} | Airmech | [5 empty] | BACnet MS/TP | 120638 | 11562 | [21 empty] | HLI-36 | Proxied Device | Good | Airmech | 10 | N/A |  |  |  | neptronic_evcbseries | NEPTRONIC-EVCBSERIES
1059 | Building Management System | VAV-639 | VAV-639 | Neptronic | EVCB SERIES | Standard | Serial | VAVCTR | 4 | 4D35 |  |  | Active | Yes | IN-BLR-ANANTA-VAV-639_4 | uuid://cf6d4ad9-6887-4895-aa2a-684e94467b1f | {"asset":{"guid":"uuid://cf6d4ad9-6887-4895-aa2a-684e94467b1f","site":"in-blr-ananta","name":"vav-639"}} | Airmech | [5 empty] | BACnet MS/TP | 120639 | 11562 | [21 empty] | HLI-36 | Proxied Device | Good | Airmech | 10 | N/A |  |  |  | neptronic_evcbseries | NEPTRONIC-EVCBSERIES
1060 | Building Management System | VAV-640 | VAV-640 | Neptronic | EVCB SERIES | Standard | Serial | VAVCTR | 4 | 4D36 |  |  | Active | Yes | IN-BLR-ANANTA-VAV-640_4 | uuid://847cacba-a132-4568-bf8f-799093c05038 | {"asset":{"guid":"uuid://847cacba-a132-4568-bf8f-799093c05038","site":"in-blr-ananta","name":"vav-640"}} | Airmech | [5 empty] | BACnet MS/TP | 120640 | 11562 | [21 empty] | HLI-36 | Proxied Device | Good | Airmech | 10 | N/A |  |  |  | neptronic_evcbseries | NEPTRONIC-EVCBSERIES
1061 | Building Management System | VAV-641 | VAV-641 | Neptronic | EVCB SERIES | Standard | Serial | VAVCTR | 4 | 4D32 |  |  | Active | Yes | IN-BLR-ANANTA-VAV-641_4 | uuid://90bce27c-6116-454c-8427-d50e8b7e043b | {"asset":{"guid":"uuid://90bce27c-6116-454c-8427-d50e8b7e043b","site":"in-blr-ananta","name":"vav-641"}} | Airmech | [5 empty] | BACnet MS/TP | 120641 | 11562 | [21 empty] | HLI-36 | Proxied Device | Good | Airmech | 10 | N/A |  |  |  | neptronic_evcbseries | NEPTRONIC-EVCBSERIES
1062 | Building Management System | VAV-642 | VAV-642 | Neptronic | EVCB SERIES | Standard | Serial | VAVCTR | 4 | FA - AHU Room |  |  | Active | Yes | IN-BLR-ANANTA-VAV-642_4 | uuid://59893f51-e932-4d3f-bd24-16e8f3131eae | {"asset":{"guid":"uuid://59893f51-e932-4d3f-bd24-16e8f3131eae","site":"in-blr-ananta","name":"vav-642"}} | Airmech | [5 empty] | BACnet MS/TP | 120642 | 11563 | [21 empty] | HLI-36 | Proxied Device | Good | Airmech | 10 | N/A |  |  |  | neptronic_evcbseries | NEPTRONIC-EVCBSERIES
1063 | Building Management System | VAV-643 | VAV-643 | Neptronic | EVCB SERIES | Standard | Serial | VAVCTR | 4 | 4D214 |  |  | Active | Yes | IN-BLR-ANANTA-VAV-643_4 | uuid://07dd8332-0e38-4c37-a25f-dc924fd4d8ba | {"asset":{"guid":"uuid://07dd8332-0e38-4c37-a25f-dc924fd4d8ba","site":"in-blr-ananta","name":"vav-643"}} | Airmech | [5 empty] | BACnet MS/TP | 120643 | 11563 | [21 empty] | HLI-36 | Proxied Device | Good | Airmech | 10 | N/A |  |  |  | neptronic_evcbseries | NEPTRONIC-EVCBSERIES
1064 | Building Management System | VAV-644 | VAV-644 | Neptronic | EVCB SERIES | Standard | Serial | VAVCTR | 4 | 4D223 |  |  | Active | Yes | IN-BLR-ANANTA-VAV-644_4 | uuid://9b3d633c-dbbf-4372-9dcd-f5512dd31166 | {"asset":{"guid":"uuid://9b3d633c-dbbf-4372-9dcd-f5512dd31166","site":"in-blr-ananta","name":"vav-644"}} | Airmech | [5 empty] | BACnet MS/TP | 120644 | 11563 | [21 empty] | HLI-36 | Proxied Device | Good | Airmech | 10 | N/A |  |  |  | neptronic_evcbseries | NEPTRONIC-EVCBSERIES
1065 | Building Management System | VAV-645 | VAV-645 | Neptronic | EVCB SERIES | Standard | Serial | VAVCTR | 4 | 4D226 |  |  | Active | Yes | IN-BLR-ANANTA-VAV-645_4 | uuid://042b013b-96c6-4ebb-a853-ccc29002a68e | {"asset":{"guid":"uuid://042b013b-96c6-4ebb-a853-ccc29002a68e","site":"in-blr-ananta","name":"vav-645"}} | Airmech | [5 empty] | BACnet MS/TP | 120645 | 11563 | [21 empty] | HLI-36 | Proxied Device | Good | Airmech | 10 | N/A |  |  |  | neptronic_evcbseries | NEPTRONIC-EVCBSERIES
1066 | Building Management System | VAV-646 | VAV-646 | Neptronic | EVCB SERIES | Standard | Serial | VAVCTR | 4 | 4D40 |  |  | Active | Yes | IN-BLR-ANANTA-VAV-646_4 | uuid://7895fdaa-d221-4890-b188-f06b97ab7be2 | {"asset":{"guid":"uuid://7895fdaa-d221-4890-b188-f06b97ab7be2","site":"in-blr-ananta","name":"vav-646"}} | Airmech | [5 empty] | BACnet MS/TP | 120646 | 11563 | [21 empty] | HLI-36 | Proxied Device | Good | Airmech | 10 | N/A |  |  |  | neptronic_evcbseries | NEPTRONIC-EVCBSERIES
1067 | Building Management System | VAV-647 | VAV-647 | Neptronic | EVCB SERIES | Standard | Serial | VAVCTR | 4 | 4D39 |  |  | Active | Yes | IN-BLR-ANANTA-VAV-647_4 | uuid://edde7b20-2695-4359-b634-a1462ddf6ba9 | {"asset":{"guid":"uuid://edde7b20-2695-4359-b634-a1462ddf6ba9","site":"in-blr-ananta","name":"vav-647"}} | Airmech | [5 empty] | BACnet MS/TP | 120647 | 11563 | [21 empty] | HLI-36 | Proxied Device | Good | Airmech | 10 | N/A |  |  |  | neptronic_evcbseries | NEPTRONIC-EVCBSERIES
1068 | Building Management System | VAV-648 | VAV-648 | Neptronic | EVCB SERIES | Standard | Serial | VAVCTR | 4 | 4D38 |  |  | Active | Yes | IN-BLR-ANANTA-VAV-648_4 | uuid://85bc6024-593c-48cf-bd6a-b9b5c2e38341 | {"asset":{"guid":"uuid://85bc6024-593c-48cf-bd6a-b9b5c2e38341","site":"in-blr-ananta","name":"vav-648"}} | Airmech | [5 empty] | BACnet MS/TP | 120648 | 11563 | [21 empty] | HLI-36 | Proxied Device | Good | Airmech | 10 | N/A |  |  |  | neptronic_evcbseries | NEPTRONIC-EVCBSERIES
1069 | Building Management System | VAV-649 | VAV-649 | Neptronic | EVCB SERIES | Standard | Serial | VAVCTR | 4 | 4D169 |  |  | Active | Yes | IN-BLR-ANANTA-VAV-649_4 | uuid://710c6d2a-36c6-4402-9da3-7add1a4bf0b4 | {"asset":{"guid":"uuid://710c6d2a-36c6-4402-9da3-7add1a4bf0b4","site":"in-blr-ananta","name":"vav-649"}} | Airmech | [5 empty] | BACnet MS/TP | 120649 | 11563 | [21 empty] | HLI-36 | Proxied Device | Good | Airmech | 10 | N/A |  |  |  | neptronic_evcbseries | NEPTRONIC-EVCBSERIES
1070 | Building Management System | VAV-650 | VAV-650 | Neptronic | EVCB SERIES | Standard | Serial | VAVCTR | 4 | 4D37 |  |  | Active | Yes | IN-BLR-ANANTA-VAV-650_4 | uuid://7d93e46c-0143-475d-b115-d794a49b6911 | {"asset":{"guid":"uuid://7d93e46c-0143-475d-b115-d794a49b6911","site":"in-blr-ananta","name":"vav-650"}} | Airmech | [5 empty] | BACnet MS/TP | 120650 | 11563 | [21 empty] | HLI-36 | Proxied Device | Good | Airmech | 10 | N/A |  |  |  | neptronic_evcbseries | NEPTRONIC-EVCBSERIES
1071 | Building Management System | VAV-651 | VAV-651 | Neptronic | EVCB SERIES | Standard | Serial | VAVCTR | 4 | 4D40 |  |  | Active | Yes | IN-BLR-ANANTA-VAV-651_4 | uuid://086ff60e-9ecf-4102-b33d-a39e0604bcb4 | {"asset":{"guid":"uuid://086ff60e-9ecf-4102-b33d-a39e0604bcb4","site":"in-blr-ananta","name":"vav-651"}} | Airmech | [5 empty] | BACnet MS/TP | 120651 | 11563 | [21 empty] | HLI-36 | Proxied Device | Good | Airmech | 10 | N/A |  |  |  | neptronic_evcbseries | NEPTRONIC-EVCBSERIES
1072 | Building Management System | VAV-652 | VAV-652 | Neptronic | EVCB SERIES | Standard | Serial | VAVCTR | 4 | 4D228 |  |  | Active | Yes | IN-BLR-ANANTA-VAV-652_4 | uuid://fe2e4fe0-1c6a-4d20-b3c6-0998f24747d2 | {"asset":{"guid":"uuid://fe2e4fe0-1c6a-4d20-b3c6-0998f24747d2","site":"in-blr-ananta","name":"vav-652"}} | Airmech | [5 empty] | BACnet MS/TP | 120652 | 11563 | [21 empty] | HLI-36 | Proxied Device | Good | Airmech | 10 | N/A |  |  |  | neptronic_evcbseries | NEPTRONIC-EVCBSERIES
1073 | Building Management System | VAV-653 | VAV-653 | Neptronic | EVCB SERIES | Standard | Serial | VAVCTR | 4 | 4D45& 4D46 |  |  | Active | Yes | IN-BLR-ANANTA-VAV-653_4 | uuid://530c6bc3-2bca-4de7-b79f-26d7065575cc | {"asset":{"guid":"uuid://530c6bc3-2bca-4de7-b79f-26d7065575cc","site":"in-blr-ananta","name":"vav-653"}} | Airmech | [5 empty] | BACnet MS/TP | 120653 | 11563 | [21 empty] | HLI-36 | Proxied Device | Good | Airmech | 10 | N/A |  |  |  | neptronic_evcbseries | NEPTRONIC-EVCBSERIES
1074 | Building Management System | VAV-654 | VAV-654 | Neptronic | EVCB SERIES | Standard | Serial | VAVCTR | 4 | 4D263 |  |  | Active | Yes | IN-BLR-ANANTA-VAV-654_4 | uuid://3fd582c5-b74f-4d12-aaf9-a29512eccead | {"asset":{"guid":"uuid://3fd582c5-b74f-4d12-aaf9-a29512eccead","site":"in-blr-ananta","name":"vav-654"}} | Airmech | [5 empty] | BACnet MS/TP | 120654 | 11563 | [21 empty] | HLI-36 | Proxied Device | Good | Airmech | 10 | N/A |  |  |  | neptronic_evcbseries | NEPTRONIC-EVCBSERIES
1075 | Building Management System | VAV-655 | VAV-655 | Neptronic | EVCB SERIES | Standard | Serial | VAVCTR | 4 | 4D47 |  |  | Active | Yes | IN-BLR-ANANTA-VAV-655_4 | uuid://97eb47cc-9365-44c2-8176-51383171e351 | {"asset":{"guid":"uuid://97eb47cc-9365-44c2-8176-51383171e351","site":"in-blr-ananta","name":"vav-655"}} | Airmech | [5 empty] | BACnet MS/TP | 120655 | 11563 | [21 empty] | HLI-36 | Proxied Device | Good | Airmech | 10 | N/A |  |  |  | neptronic_evcbseries | NEPTRONIC-EVCBSERIES
1076 | Building Management System | VAV-656 | VAV-656 | Neptronic | EVCB SERIES | Standard | Serial | VAVCTR | 4 | 4D280 |  |  | Active | Yes | IN-BLR-ANANTA-VAV-656_4 | uuid://d9344aa0-173b-44d5-ad4a-ab12addaee9e | {"asset":{"guid":"uuid://d9344aa0-173b-44d5-ad4a-ab12addaee9e","site":"in-blr-ananta","name":"vav-656"}} | Airmech | [5 empty] | BACnet MS/TP | 120656 | 11563 | [21 empty] | HLI-36 | Proxied Device | Good | Airmech | 10 | N/A |  |  |  | neptronic_evcbseries | NEPTRONIC-EVCBSERIES
1077 | Building Management System | VAV-657 | VAV-657 | Neptronic | EVCB SERIES | Standard | Serial | VAVCTR | 4 | Near by Staircase |  |  | Active | Yes | IN-BLR-ANANTA-VAV-657_4 | uuid://bef101a7-1e38-4a30-9991-4bbd8800bac9 | {"asset":{"guid":"uuid://bef101a7-1e38-4a30-9991-4bbd8800bac9","site":"in-blr-ananta","name":"vav-657"}} | Airmech | [5 empty] | BACnet MS/TP | 120657 | 11563 | [21 empty] | HLI-36 | Proxied Device | Good | Airmech | 10 | N/A |  |  |  | neptronic_evcbseries | NEPTRONIC-EVCBSERIES
1078 | Building Management System | VAV-658 | VAV-658 | Neptronic | EVCB SERIES | Standard | Serial | VAVCTR | 4 | 4D48 r & 4D49 |  |  | Active | Yes | IN-BLR-ANANTA-VAV-658_4 | uuid://5eb8d741-3d5d-415d-b27c-c46b16d88446 | {"asset":{"guid":"uuid://5eb8d741-3d5d-415d-b27c-c46b16d88446","site":"in-blr-ananta","name":"vav-658"}} | Airmech | [5 empty] | BACnet MS/TP | 120658 | 11563 | [21 empty] | HLI-36 | Proxied Device | Good | Airmech | 10 | N/A |  |  |  | neptronic_evcbseries | NEPTRONIC-EVCBSERIES
1079 | Building Management System | VAV-659 | VAV-659 | Neptronic | EVCB SERIES | Standard | Serial | VAVCTR | 4 | 4D49 |  |  | Active | Yes | IN-BLR-ANANTA-VAV-659_4 | uuid://25dc513a-b589-4420-9dc9-c695cd738f99 | {"asset":{"guid":"uuid://25dc513a-b589-4420-9dc9-c695cd738f99","site":"in-blr-ananta","name":"vav-659"}} | Airmech | [5 empty] | BACnet MS/TP | 120659 | 11563 | [21 empty] | HLI-36 | Proxied Device | Good | Airmech | 10 | N/A |  |  |  | neptronic_evcbseries | NEPTRONIC-EVCBSERIES
1080 | Building Management System | VAV-660 | VAV-660 | Neptronic | EVCB SERIES | Standard | Serial | VAVCTR | 4 | FA - AHU Room |  |  | Active | Yes | IN-BLR-ANANTA-VAV-660_4 | uuid://efbf9918-0ced-4c37-90bd-c771f9e5f93c | {"asset":{"guid":"uuid://efbf9918-0ced-4c37-90bd-c771f9e5f93c","site":"in-blr-ananta","name":"vav-660"}} | Airmech | [5 empty] | BACnet MS/TP | 120660 | 11560 | [21 empty] | HLI-35 | Proxied Device | Good | Airmech | 10 | N/A |  |  |  | neptronic_evcbseries | NEPTRONIC-EVCBSERIES
1081 | Building Management System | VAV-661 | VAV-661 | Neptronic | EVCB SERIES | Standard | Serial | VAVCTR | 4 | 4D1 & 4D2 |  |  | Active | Yes | IN-BLR-ANANTA-VAV-661_4 | uuid://0cef517b-1bd7-4621-903a-672193394495 | {"asset":{"guid":"uuid://0cef517b-1bd7-4621-903a-672193394495","site":"in-blr-ananta","name":"vav-661"}} | Airmech | [5 empty] | BACnet MS/TP | 120661 | 11560 | [21 empty] | HLI-35 | Proxied Device | Good | Airmech | 10 | N/A |  |  |  | neptronic_evcbseries | NEPTRONIC-EVCBSERIES
1082 | Building Management System | VAV-662 | VAV-662 | Neptronic | EVCB SERIES | Standard | Serial | VAVCTR | 4 | 4D63 |  |  | Active | Yes | IN-BLR-ANANTA-VAV-662_4 | uuid://ebbe3aa9-edbe-46ec-8f56-4eb026a17c62 | {"asset":{"guid":"uuid://ebbe3aa9-edbe-46ec-8f56-4eb026a17c62","site":"in-blr-ananta","name":"vav-662"}} | Airmech | [5 empty] | BACnet MS/TP | 120662 | 11560 | [21 empty] | HLI-35 | Proxied Device | Good | Airmech | 10 | N/A |  |  |  | neptronic_evcbseries | NEPTRONIC-EVCBSERIES
1083 | Building Management System | VAV-663 | VAV-663 | Neptronic | EVCB SERIES | Standard | Serial | VAVCTR | 4 | 4D11 |  |  | Active | Yes | IN-BLR-ANANTA-VAV-663_4 | uuid://bbc4fc05-84cd-4d98-bc2f-2ee70ed91bcb | {"asset":{"guid":"uuid://bbc4fc05-84cd-4d98-bc2f-2ee70ed91bcb","site":"in-blr-ananta","name":"vav-663"}} | Airmech | [5 empty] | BACnet MS/TP | 120663 | 11560 | [21 empty] | HLI-35 | Proxied Device | Good | Airmech | 10 | N/A |  |  |  | neptronic_evcbseries | NEPTRONIC-EVCBSERIES
1084 | Building Management System | VAV-664 | VAV-664 | Neptronic | EVCB SERIES | Standard | Serial | VAVCTR | 4 | 4D9 |  |  | Active | Yes | IN-BLR-ANANTA-VAV-664_4 | uuid://9bb087c1-9692-47dc-b434-3e392784dc47 | {"asset":{"guid":"uuid://9bb087c1-9692-47dc-b434-3e392784dc47","site":"in-blr-ananta","name":"vav-664"}} | Airmech | [5 empty] | BACnet MS/TP | 120664 | 11560 | [21 empty] | HLI-35 | Proxied Device | Good | Airmech | 10 | N/A |  |  |  | neptronic_evcbseries | NEPTRONIC-EVCBSERIES
1085 | Building Management System | VAV-665 | VAV-665 | Neptronic | EVCB SERIES | Standard | Serial | VAVCTR | 4 | 4D10 |  |  | Active | Yes | IN-BLR-ANANTA-VAV-665_4 | uuid://6600311b-5c77-4fdb-90f6-c349b41dab60 | {"asset":{"guid":"uuid://6600311b-5c77-4fdb-90f6-c349b41dab60","site":"in-blr-ananta","name":"vav-665"}} | Airmech | [5 empty] | BACnet MS/TP | 120665 | 11560 | [21 empty] | HLI-35 | Proxied Device | Good | Airmech | 10 | N/A |  |  |  | neptronic_evcbseries | NEPTRONIC-EVCBSERIES
1086 | Building Management System | VAV-666 | VAV-666 | Neptronic | EVCB SERIES | Standard | Serial | VAVCTR | 4 | 4D8 |  |  | Active | Yes | IN-BLR-ANANTA-VAV-666_4 | uuid://e44028d5-9788-4849-820e-05061074f3c5 | {"asset":{"guid":"uuid://e44028d5-9788-4849-820e-05061074f3c5","site":"in-blr-ananta","name":"vav-666"}} | Airmech | [5 empty] | BACnet MS/TP | 120666 | 11560 | [21 empty] | HLI-35 | Proxied Device | Good | Airmech | 10 | N/A |  |  |  | neptronic_evcbseries | NEPTRONIC-EVCBSERIES
1087 | Building Management System | VAV-667 | VAV-667 | Neptronic | EVCB SERIES | Standard | Serial | VAVCTR | 4 | 4D7 |  |  | Active | Yes | IN-BLR-ANANTA-VAV-667_4 | uuid://863c42ca-d936-44b7-97d8-d2c3923ea4a3 | {"asset":{"guid":"uuid://863c42ca-d936-44b7-97d8-d2c3923ea4a3","site":"in-blr-ananta","name":"vav-667"}} | Airmech | [5 empty] | BACnet MS/TP | 120667 | 11560 | [21 empty] | HLI-35 | Proxied Device | Good | Airmech | 10 | N/A |  |  |  | neptronic_evcbseries | NEPTRONIC-EVCBSERIES
1088 | Building Management System | VAV-668 | VAV-668 | Neptronic | EVCB SERIES | Standard | Serial | VAVCTR | 4 | 4D7 |  |  | Active | Yes | IN-BLR-ANANTA-VAV-668_4 | uuid://d0e6a597-2ab9-46f0-a4ef-bc0171d8f00f | {"asset":{"guid":"uuid://d0e6a597-2ab9-46f0-a4ef-bc0171d8f00f","site":"in-blr-ananta","name":"vav-668"}} | Airmech | [5 empty] | BACnet MS/TP | 120668 | 11560 | [21 empty] | HLI-35 | Proxied Device | Good | Airmech | 10 | N/A |  |  |  | neptronic_evcbseries | NEPTRONIC-EVCBSERIES
1089 | Building Management System | VAV-669 | VAV-669 | Neptronic | EVCB SERIES | Standard | Serial | VAVCTR | 4 | 4D054 |  |  | Active | Yes | IN-BLR-ANANTA-VAV-669_4 | uuid://cebd90b9-9b3d-4872-a7d4-94982710e53f | {"asset":{"guid":"uuid://cebd90b9-9b3d-4872-a7d4-94982710e53f","site":"in-blr-ananta","name":"vav-669"}} | Airmech | [5 empty] | BACnet MS/TP | 120669 | 11560 | [21 empty] | HLI-35 | Proxied Device | Good | Airmech | 10 | N/A |  |  |  | neptronic_evcbseries | NEPTRONIC-EVCBSERIES
1090 | Building Management System | VAV-670 | VAV-670 | Neptronic | EVCB SERIES | Standard | Serial | VAVCTR | 4 | 4D044 |  |  | Active | Yes | IN-BLR-ANANTA-VAV-670_4 | uuid://1d36f76e-c7c7-4cb3-a178-efc8a38ea701 | {"asset":{"guid":"uuid://1d36f76e-c7c7-4cb3-a178-efc8a38ea701","site":"in-blr-ananta","name":"vav-670"}} | Airmech | [5 empty] | BACnet MS/TP | 120670 | 11560 | [21 empty] | HLI-35 | Proxied Device | Good | Airmech | 10 | N/A |  |  |  | neptronic_evcbseries | NEPTRONIC-EVCBSERIES
1091 | Building Management System | VAV-671 | VAV-671 | Neptronic | EVCB SERIES | Standard | Serial | VAVCTR | 4 | 4D030 |  |  | Active | Yes | IN-BLR-ANANTA-VAV-671_4 | uuid://fc107fc2-b671-4c2b-85d7-0ab5703c5053 | {"asset":{"guid":"uuid://fc107fc2-b671-4c2b-85d7-0ab5703c5053","site":"in-blr-ananta","name":"vav-671"}} | Airmech | [5 empty] | BACnet MS/TP | 120671 | 11560 | [21 empty] | HLI-35 | Proxied Device | Good | Airmech | 10 | N/A |  |  |  | neptronic_evcbseries | NEPTRONIC-EVCBSERIES
1092 | Building Management System | VAV-672 | VAV-672 | Neptronic | EVCB SERIES | Standard | Serial | VAVCTR | 4 | Bhojua |  |  | Active | Yes | IN-BLR-ANANTA-VAV-672_4 | uuid://e4d40e3a-b1b8-40a3-b8a6-513bc81dbfdf | {"asset":{"guid":"uuid://e4d40e3a-b1b8-40a3-b8a6-513bc81dbfdf","site":"in-blr-ananta","name":"vav-672"}} | Airmech | [5 empty] | BACnet MS/TP | 120672 | 11561 | [21 empty] | HLI-35 | Proxied Device | Good | Airmech | 10 | N/A |  |  |  | neptronic_evcbseries | NEPTRONIC-EVCBSERIES
1093 | Building Management System | VAV-673 | VAV-673 | Neptronic | EVCB SERIES | Standard | Serial | VAVCTR | 4 | 4D118 |  |  | Active | Yes | IN-BLR-ANANTA-VAV-673_4 | uuid://bdc68795-4011-4979-b685-885875dd9e13 | {"asset":{"guid":"uuid://bdc68795-4011-4979-b685-885875dd9e13","site":"in-blr-ananta","name":"vav-673"}} | Airmech | [5 empty] | BACnet MS/TP | 120673 | 11561 | [21 empty] | HLI-35 | Proxied Device | Good | Airmech | 10 | N/A |  |  |  | neptronic_evcbseries | NEPTRONIC-EVCBSERIES
1094 | Building Management System | VAV-674 | VAV-674 | Neptronic | EVCB SERIES | Standard | Serial | VAVCTR | 4 | 4D096 |  |  | Active | Yes | IN-BLR-ANANTA-VAV-674_4 | uuid://c4d93e5a-411e-4bb8-8ce3-3bf90a399fc2 | {"asset":{"guid":"uuid://c4d93e5a-411e-4bb8-8ce3-3bf90a399fc2","site":"in-blr-ananta","name":"vav-674"}} | Airmech | [5 empty] | BACnet MS/TP | 120674 | 11561 | [21 empty] | HLI-35 | Proxied Device | Good | Airmech | 10 | N/A |  |  |  | neptronic_evcbseries | NEPTRONIC-EVCBSERIES
1095 | Building Management System | VAV-675 | VAV-675 | Neptronic | EVCB SERIES | Standard | Serial | VAVCTR | 4 | 4D077 |  |  | Active | Yes | IN-BLR-ANANTA-VAV-675_4 | uuid://e8705cbf-3590-4028-a304-595b9d9aff9e | {"asset":{"guid":"uuid://e8705cbf-3590-4028-a304-595b9d9aff9e","site":"in-blr-ananta","name":"vav-675"}} | Airmech | [5 empty] | BACnet MS/TP | 120675 | 11561 | [21 empty] | HLI-35 | Proxied Device | Good | Airmech | 10 | N/A |  |  |  | neptronic_evcbseries | NEPTRONIC-EVCBSERIES
1096 | Building Management System | VAV-676 | VAV-676 | Neptronic | EVCB SERIES | Standard | Serial | VAVCTR | 4 | 4D15 |  |  | Active | Yes | IN-BLR-ANANTA-VAV-676_4 | uuid://f822995c-a6cc-4811-bf2c-449124868fa0 | {"asset":{"guid":"uuid://f822995c-a6cc-4811-bf2c-449124868fa0","site":"in-blr-ananta","name":"vav-676"}} | Airmech | [5 empty] | BACnet MS/TP | 120676 | 11561 | [21 empty] | HLI-35 | Proxied Device | Good | Airmech | 10 | N/A |  |  |  | neptronic_evcbseries | NEPTRONIC-EVCBSERIES
1097 | Building Management System | VAV-677 | VAV-677 | Neptronic | EVCB SERIES | Standard | Serial | VAVCTR | 4 | 4D16 |  |  | Active | Yes | IN-BLR-ANANTA-VAV-677_4 | uuid://0dfb262f-a71f-4ccf-9650-b038cec30629 | {"asset":{"guid":"uuid://0dfb262f-a71f-4ccf-9650-b038cec30629","site":"in-blr-ananta","name":"vav-677"}} | Airmech | [5 empty] | BACnet MS/TP | 120677 | 11561 | [21 empty] | HLI-35 | Proxied Device | Good | Airmech | 10 | N/A |  |  |  | neptronic_evcbseries | NEPTRONIC-EVCBSERIES
1098 | Building Management System | VAV-678 | VAV-678 | Neptronic | EVCB SERIES | Standard | Serial | VAVCTR | 4 | 4D14 |  |  | Active | Yes | IN-BLR-ANANTA-VAV-678_4 | uuid://9aeaf6a5-d360-4fb7-96e7-e470e2f03bbe | {"asset":{"guid":"uuid://9aeaf6a5-d360-4fb7-96e7-e470e2f03bbe","site":"in-blr-ananta","name":"vav-678"}} | Airmech | [5 empty] | BACnet MS/TP | 120678 | 11561 | [21 empty] | HLI-35 | Proxied Device | Good | Airmech | 10 | N/A |  |  |  | neptronic_evcbseries | NEPTRONIC-EVCBSERIES
1099 | Building Management System | VAV-679 | VAV-679 | Neptronic | EVCB SERIES | Standard | Serial | VAVCTR | 4 | 4D13V |  |  | Active | Yes | IN-BLR-ANANTA-VAV-679_4 | uuid://a976f0a4-ed49-47e9-91dc-6c2f7622c856 | {"asset":{"guid":"uuid://a976f0a4-ed49-47e9-91dc-6c2f7622c856","site":"in-blr-ananta","name":"vav-679"}} | Airmech | [5 empty] | BACnet MS/TP | 120679 | 11561 | [21 empty] | HLI-35 | Proxied Device | Good | Airmech | 10 | N/A |  |  |  | neptronic_evcbseries | NEPTRONIC-EVCBSERIES
1100 | Building Management System | VAV-680 | VAV-680 | Neptronic | EVCB SERIES | Standard | Serial | VAVCTR | 4 | 4D121 |  |  | Active | Yes | IN-BLR-ANANTA-VAV-680_4 | uuid://b63a6260-6cfc-4ae4-967a-ebbc04deb22a | {"asset":{"guid":"uuid://b63a6260-6cfc-4ae4-967a-ebbc04deb22a","site":"in-blr-ananta","name":"vav-680"}} | Airmech | [5 empty] | BACnet MS/TP | 120680 | 11561 | [21 empty] | HLI-35 | Proxied Device | Good | Airmech | 10 | N/A |  |  |  | neptronic_evcbseries | NEPTRONIC-EVCBSERIES
1101 | Building Management System | VAV-681 | VAV-681 | Neptronic | EVCB SERIES | Standard | Serial | VAVCTR | 4 | IDF Room - 2 |  |  | Active | Yes | IN-BLR-ANANTA-VAV-681_4 | uuid://77571221-3c6c-4fba-97d4-77e67a87392a | {"asset":{"guid":"uuid://77571221-3c6c-4fba-97d4-77e67a87392a","site":"in-blr-ananta","name":"vav-681"}} | Airmech | [5 empty] | BACnet MS/TP | 120681 | 11561 | [21 empty] | HLI-35 | Proxied Device | Good | Airmech | 10 | N/A |  |  |  | neptronic_evcbseries | NEPTRONIC-EVCBSERIES
1102 | Building Management System | VAV-682 | VAV-682 | Neptronic | EVCB SERIES | Standard | Serial | VAVCTR | 4 | 4A2 |  |  | Active | Yes | IN-BLR-ANANTA-VAV-682_4 | uuid://e0dbd577-b418-4cba-a2d5-deeb01a46e09 | {"asset":{"guid":"uuid://e0dbd577-b418-4cba-a2d5-deeb01a46e09","site":"in-blr-ananta","name":"vav-682"}} | Airmech | [5 empty] | BACnet MS/TP | 120682 | 11561 | [21 empty] | HLI-35 | Proxied Device | Good | Airmech | 10 | N/A |  |  |  | neptronic_evcbseries | NEPTRONIC-EVCBSERIES
1103 | Building Management System | VAV-683 | VAV-683 | Neptronic | EVCB SERIES | Standard | Serial | VAVCTR | 4 | 4A2 |  |  | Active | Yes | IN-BLR-ANANTA-VAV-683_4 | uuid://20a68802-9ca5-4c63-8702-ff556f8b93c3 | {"asset":{"guid":"uuid://20a68802-9ca5-4c63-8702-ff556f8b93c3","site":"in-blr-ananta","name":"vav-683"}} | Airmech | [5 empty] | BACnet MS/TP | 120683 | 11561 | [21 empty] | HLI-35 | Proxied Device | Good | Airmech | 10 | N/A |  |  |  | neptronic_evcbseries | NEPTRONIC-EVCBSERIES
1104 | Building Management System | VAV-684 | VAV-684 | Neptronic | EVCB SERIES | Standard | Serial | VAVCTR | 4 | Lift Lobby |  |  | Active | Yes | IN-BLR-ANANTA-VAV-684_4 | uuid://dc9b85fc-434e-43f7-a1a9-6613f6a58cd6 | {"asset":{"guid":"uuid://dc9b85fc-434e-43f7-a1a9-6613f6a58cd6","site":"in-blr-ananta","name":"vav-684"}} | Airmech | [5 empty] | BACnet MS/TP | 120684 | 11561 | [21 empty] | HLI-35 | Proxied Device | Good | Airmech | 10 | N/A |  |  |  | neptronic_evcbseries | NEPTRONIC-EVCBSERIES
1105 | Building Management System | VAV-685 | VAV-685 | Neptronic | EVCB SERIES | Standard | Serial | VAVCTR | 4 | 4A3 |  |  | Active | Yes | IN-BLR-ANANTA-VAV-685_4 | uuid://78a0a142-547f-4fa4-be9c-1eddbbd06249 | {"asset":{"guid":"uuid://78a0a142-547f-4fa4-be9c-1eddbbd06249","site":"in-blr-ananta","name":"vav-685"}} | Airmech | [5 empty] | BACnet MS/TP | 120685 | 11561 | [21 empty] | HLI-35 | Proxied Device | Good | Airmech | 10 | N/A |  |  |  | neptronic_evcbseries | NEPTRONIC-EVCBSERIES
1106 | Building Management System | VAV-686 | VAV-686 | Neptronic | EVCB SERIES | Standard | Serial | VAVCTR | 4 | Lift Lobby |  |  | Active | Yes | IN-BLR-ANANTA-VAV-686_4 | uuid://fe35fb16-f1ec-4923-87c8-b01f6246962b | {"asset":{"guid":"uuid://fe35fb16-f1ec-4923-87c8-b01f6246962b","site":"in-blr-ananta","name":"vav-686"}} | Airmech | [5 empty] | BACnet MS/TP | 120686 | 11561 | [21 empty] | HLI-35 | Proxied Device | Good | Airmech | 10 | N/A |  |  |  | neptronic_evcbseries | NEPTRONIC-EVCBSERIES
1107 | Building Management System | VAV-687 | VAV-687 | Neptronic | EVCB SERIES | Standard | Serial | VAVCTR | 4 | 4A3 |  |  | Active | Yes | IN-BLR-ANANTA-VAV-687_4 | uuid://9654cd19-ddf0-4913-b55b-17593ebcac7e | {"asset":{"guid":"uuid://9654cd19-ddf0-4913-b55b-17593ebcac7e","site":"in-blr-ananta","name":"vav-687"}} | Airmech | [5 empty] | BACnet MS/TP | 120687 | 11561 | [21 empty] | HLI-35 | Proxied Device | Good | Airmech | 10 | N/A |  |  |  | neptronic_evcbseries | NEPTRONIC-EVCBSERIES
1108 | Building Management System | VAV-688 | VAV-688 | Neptronic | EVCB SERIES | Standard | Serial | VAVCTR | 4 | 455 & C472 |  |  | Active | Yes | IN-BLR-ANANTA-VAV-688_4 | uuid://c9fbc6df-ac91-427f-8557-3a8bbec2e9d1 | {"asset":{"guid":"uuid://c9fbc6df-ac91-427f-8557-3a8bbec2e9d1","site":"in-blr-ananta","name":"vav-688"}} | Airmech | [5 empty] | BACnet MS/TP | 120688 | 11567 | [21 empty] | DDC-35 | Proxied Device | Good | Airmech | 10 | N/A |  |  |  | neptronic_evcbseries | NEPTRONIC-EVCBSERIES
1109 | Building Management System | VAV-689 | VAV-689 | Neptronic | EVCB SERIES | Standard | Serial | VAVCTR | 4 | Electrical Room |  |  | Active | Yes | IN-BLR-ANANTA-VAV-689_4 | uuid://d85344ad-91dc-428d-8e46-199a6e898d1e | {"asset":{"guid":"uuid://d85344ad-91dc-428d-8e46-199a6e898d1e","site":"in-blr-ananta","name":"vav-689"}} | Airmech | [5 empty] | BACnet MS/TP | 120689 | 11567 | [21 empty] | DDC-35 | Proxied Device | Good | Airmech | 10 | N/A |  |  |  | neptronic_evcbseries | NEPTRONIC-EVCBSERIES
1110 | Building Management System | VAV-690 | VAV-690 | Neptronic | EVCB SERIES | Standard | Serial | VAVCTR | 4 | Lift Lobby |  |  | Active | Yes | IN-BLR-ANANTA-VAV-690_4 | uuid://07208b5b-752f-40e9-b905-0408337da248 | {"asset":{"guid":"uuid://07208b5b-752f-40e9-b905-0408337da248","site":"in-blr-ananta","name":"vav-690"}} | Airmech | [5 empty] | BACnet MS/TP | 120690 | 11567 | [21 empty] | DDC-35 | Proxied Device | Good | Airmech | 10 | N/A |  |  |  | neptronic_evcbseries | NEPTRONIC-EVCBSERIES
1111 | Building Management System | VAV-691 | VAV-691 | Neptronic | EVCB SERIES | Standard | Serial | VAVCTR | 4 | 4A19 & 4A20 |  |  | Active | Yes | IN-BLR-ANANTA-VAV-691_4 | uuid://2c060f9e-4218-416e-874b-f66740627050 | {"asset":{"guid":"uuid://2c060f9e-4218-416e-874b-f66740627050","site":"in-blr-ananta","name":"vav-691"}} | Airmech | [5 empty] | BACnet MS/TP | 120691 | 11567 | [21 empty] | DDC-35 | Proxied Device | Good | Airmech | 10 | N/A |  |  |  | neptronic_evcbseries | NEPTRONIC-EVCBSERIES
1112 | Building Management System | VAV-692 | VAV-692 | Neptronic | EVCB SERIES | Standard | Serial | VAVCTR | 4 | 4A20 |  |  | Active | Yes | IN-BLR-ANANTA-VAV-692_4 | uuid://85bb4086-1f7a-4356-bb84-bee18556aa00 | {"asset":{"guid":"uuid://85bb4086-1f7a-4356-bb84-bee18556aa00","site":"in-blr-ananta","name":"vav-692"}} | Airmech | [5 empty] | BACnet MS/TP | 120692 | 11567 | [21 empty] | DDC-35 | Proxied Device | Good | Airmech | 10 | N/A |  |  |  | neptronic_evcbseries | NEPTRONIC-EVCBSERIES
1113 | Building Management System | VAV-693 | VAV-693 | Neptronic | EVCB SERIES | Standard | Serial | VAVCTR | 4 | 4A5 |  |  | Active | Yes | IN-BLR-ANANTA-VAV-693_4 | uuid://07379a83-9bd0-46c5-a1f7-2a0840900397 | {"asset":{"guid":"uuid://07379a83-9bd0-46c5-a1f7-2a0840900397","site":"in-blr-ananta","name":"vav-693"}} | Airmech | [5 empty] | BACnet MS/TP | 120693 | 11567 | [21 empty] | DDC-35 | Proxied Device | Good | Airmech | 10 | N/A |  |  |  | neptronic_evcbseries | NEPTRONIC-EVCBSERIES
1114 | Building Management System | VAV-694 | VAV-694 | Neptronic | EVCB SERIES | Standard | Serial | VAVCTR | 4 | 4A4 |  |  | Active | Yes | IN-BLR-ANANTA-VAV-694_4 | uuid://7ea4bbdc-18c9-45b9-a711-4889eedaf956 | {"asset":{"guid":"uuid://7ea4bbdc-18c9-45b9-a711-4889eedaf956","site":"in-blr-ananta","name":"vav-694"}} | Airmech | [5 empty] | BACnet MS/TP | 120694 | 11567 | [21 empty] | DDC-35 | Proxied Device | Good | Airmech | 10 | N/A |  |  |  | neptronic_evcbseries | NEPTRONIC-EVCBSERIES
1115 | Building Management System | VAV-695 | VAV-695 | Neptronic | EVCB SERIES | Standard | Serial | VAVCTR | 4 | 4A13 |  |  | Active | Yes | IN-BLR-ANANTA-VAV-695_4 | uuid://ec22171a-58eb-4dee-89a6-f3a443df9d78 | {"asset":{"guid":"uuid://ec22171a-58eb-4dee-89a6-f3a443df9d78","site":"in-blr-ananta","name":"vav-695"}} | Airmech | [5 empty] | BACnet MS/TP | 120695 | 11567 | [21 empty] | DDC-35 | Proxied Device | Good | Airmech | 10 | N/A |  |  |  | neptronic_evcbseries | NEPTRONIC-EVCBSERIES
1116 | Building Management System | VAV-696 | VAV-696 | Neptronic | EVCB SERIES | Standard | Serial | VAVCTR | 4 | 4A6 |  |  | Active | Yes | IN-BLR-ANANTA-VAV-696_4 | uuid://b2e576a3-0560-4c23-8122-1ca0da3de0d1 | {"asset":{"guid":"uuid://b2e576a3-0560-4c23-8122-1ca0da3de0d1","site":"in-blr-ananta","name":"vav-696"}} | Airmech | [5 empty] | BACnet MS/TP | 120696 | 11567 | [21 empty] | DDC-35 | Proxied Device | Good | Airmech | 10 | N/A |  |  |  | neptronic_evcbseries | NEPTRONIC-EVCBSERIES
1117 | Building Management System | VAV-697 | VAV-697 | Neptronic | EVCB SERIES | Standard | Serial | VAVCTR | 4 | 4A7 |  |  | Active | Yes | IN-BLR-ANANTA-VAV-697_4 | uuid://e691fde1-017a-4c0b-a513-07853d4faa73 | {"asset":{"guid":"uuid://e691fde1-017a-4c0b-a513-07853d4faa73","site":"in-blr-ananta","name":"vav-697"}} | Airmech | [5 empty] | BACnet MS/TP | 120697 | 11567 | [21 empty] | DDC-35 | Proxied Device | Good | Airmech | 10 | N/A |  |  |  | neptronic_evcbseries | NEPTRONIC-EVCBSERIES
1118 | Building Management System | VAV-698 | VAV-698 | Neptronic | EVCB SERIES | Standard | Serial | VAVCTR | 4 | 4A7 |  |  | Active | Yes | IN-BLR-ANANTA-VAV-698_4 | uuid://2027d208-b3d0-437c-98c3-f92c6ddee344 | {"asset":{"guid":"uuid://2027d208-b3d0-437c-98c3-f92c6ddee344","site":"in-blr-ananta","name":"vav-698"}} | Airmech | [5 empty] | BACnet MS/TP | 120698 | 11567 | [21 empty] | DDC-35 | Proxied Device | Good | Airmech | 10 | N/A |  |  |  | neptronic_evcbseries | NEPTRONIC-EVCBSERIES
1119 | Building Management System | VAV-699 | VAV-699 | Neptronic | EVCB SERIES | Standard | Serial | VAVCTR | 4 | 4A12 |  |  | Active | Yes | IN-BLR-ANANTA-VAV-699_4 | uuid://6c683c48-accc-4e06-a2eb-801e58cb2280 | {"asset":{"guid":"uuid://6c683c48-accc-4e06-a2eb-801e58cb2280","site":"in-blr-ananta","name":"vav-699"}} | Airmech | [5 empty] | BACnet MS/TP | 120699 | 11567 | [21 empty] | DDC-35 | Proxied Device | Good | Airmech | 10 | N/A |  |  |  | neptronic_evcbseries | NEPTRONIC-EVCBSERIES
1120 | Building Management System | VAV-700 | VAV-700 | Neptronic | EVCB SERIES | Standard | Serial | VAVCTR | 4 | 4A010 |  |  | Active | Yes | IN-BLR-ANANTA-VAV-700_4 | uuid://97419914-a88a-4cb3-92ea-bf4502ffae9c | {"asset":{"guid":"uuid://97419914-a88a-4cb3-92ea-bf4502ffae9c","site":"in-blr-ananta","name":"vav-700"}} | Airmech | [5 empty] | BACnet MS/TP | 120700 | 11567 | [21 empty] | DDC-35 | Proxied Device | Good | Airmech | 10 | N/A |  |  |  | neptronic_evcbseries | NEPTRONIC-EVCBSERIES
1121 | Building Management System | VAV-701 | VAV-701 | Neptronic | EVCB SERIES | Standard | Serial | VAVCTR | 4 | 4A14 |  |  | Active | Yes | IN-BLR-ANANTA-VAV-701_4 | uuid://67976b37-dd99-4e78-b6f4-f8e13d22e30b | {"asset":{"guid":"uuid://67976b37-dd99-4e78-b6f4-f8e13d22e30b","site":"in-blr-ananta","name":"vav-701"}} | Airmech | [5 empty] | BACnet MS/TP | 120701 | 11567 | [21 empty] | DDC-35 | Proxied Device | Good | Airmech | 10 | N/A |  |  |  | neptronic_evcbseries | NEPTRONIC-EVCBSERIES
1122 | Building Management System | VAV-702 | VAV-702 | Neptronic | EVCB SERIES | Standard | Serial | VAVCTR | 4 | 4A15& 4A16 |  |  | Active | Yes | IN-BLR-ANANTA-VAV-702_4 | uuid://673142d7-adf0-490f-ba7b-c8b4f01ec0ae | {"asset":{"guid":"uuid://673142d7-adf0-490f-ba7b-c8b4f01ec0ae","site":"in-blr-ananta","name":"vav-702"}} | Airmech | [5 empty] | BACnet MS/TP | 120702 | 11567 | [21 empty] | DDC-35 | Proxied Device | Good | Airmech | 10 | N/A |  |  |  | neptronic_evcbseries | NEPTRONIC-EVCBSERIES
1123 | Building Management System | VAV-703 | VAV-703 | Neptronic | EVCB SERIES | Standard | Serial | VAVCTR | 4 | 4A017 |  |  | Active | Yes | IN-BLR-ANANTA-VAV-703_4 | uuid://3504a5a7-66c7-437a-9b94-94237b7ce8b0 | {"asset":{"guid":"uuid://3504a5a7-66c7-437a-9b94-94237b7ce8b0","site":"in-blr-ananta","name":"vav-703"}} | Airmech | [5 empty] | BACnet MS/TP | 120703 | 11567 | [21 empty] | DDC-35 | Proxied Device | Good | Airmech | 10 | N/A |  |  |  | neptronic_evcbseries | NEPTRONIC-EVCBSERIES
1124 | Building Management System | VAV-704 | VAV-704 | Neptronic | EVCB SERIES | Standard | Serial | VAVCTR | 4 | 4A020 |  |  | Active | Yes | IN-BLR-ANANTA-VAV-704_4 | uuid://1940136b-2a2b-4922-b83b-d3565e1ed4b2 | {"asset":{"guid":"uuid://1940136b-2a2b-4922-b83b-d3565e1ed4b2","site":"in-blr-ananta","name":"vav-704"}} | Airmech | [5 empty] | BACnet MS/TP | 120704 | 11567 | [21 empty] | DDC-35 | Proxied Device | Good | Airmech | 10 | N/A |  |  |  | neptronic_evcbseries | NEPTRONIC-EVCBSERIES
1125 | Building Management System | VAV-705 | VAV-705 | Neptronic | EVCB SERIES | Standard | Serial | VAVCTR | 4 | 4A23 a & 4A24 |  |  | Active | Yes | IN-BLR-ANANTA-VAV-705_4 | uuid://5f56dc75-ee69-44d4-8726-ffac54c78373 | {"asset":{"guid":"uuid://5f56dc75-ee69-44d4-8726-ffac54c78373","site":"in-blr-ananta","name":"vav-705"}} | Airmech | [5 empty] | BACnet MS/TP | 120705 | 11567 | [21 empty] | DDC-35 | Proxied Device | Good | Airmech | 10 | N/A |  |  |  | neptronic_evcbseries | NEPTRONIC-EVCBSERIES
1126 | Building Management System | VAV-706 | VAV-706 | Neptronic | EVCB SERIES | Standard | Serial | VAVCTR | 4 | 4A25 & 4A26 |  |  | Active | Yes | IN-BLR-ANANTA-VAV-706_4 | uuid://2a6d79df-5448-4938-b0a4-43285522763f | {"asset":{"guid":"uuid://2a6d79df-5448-4938-b0a4-43285522763f","site":"in-blr-ananta","name":"vav-706"}} | Airmech | [5 empty] | BACnet MS/TP | 120706 | 11567 | [21 empty] | DDC-35 | Proxied Device | Good | Airmech | 10 | N/A |  |  |  | neptronic_evcbseries | NEPTRONIC-EVCBSERIES
1127 | Building Management System | VAV-707 | VAV-707 | Neptronic | EVCB SERIES | Standard | Serial | VAVCTR | 4 | 4A21& 4A22 |  |  | Active | Yes | IN-BLR-ANANTA-VAV-707_4 | uuid://915379a1-c6fa-41a3-b523-55603a2751fd | {"asset":{"guid":"uuid://915379a1-c6fa-41a3-b523-55603a2751fd","site":"in-blr-ananta","name":"vav-707"}} | Airmech | [5 empty] | BACnet MS/TP | 120707 | 11567 | [21 empty] | DDC-35 | Proxied Device | Good | Airmech | 10 | N/A |  |  |  | neptronic_evcbseries | NEPTRONIC-EVCBSERIES
1128 | Building Management System | VAV-708 | VAV-708 | Neptronic | EVCB SERIES | Standard | Serial | VAVCTR | 4 | 4A27 |  |  | Active | Yes | IN-BLR-ANANTA-VAV-708_4 | uuid://e9ce5f02-9a23-4e38-9095-632e9a5a3b66 | {"asset":{"guid":"uuid://e9ce5f02-9a23-4e38-9095-632e9a5a3b66","site":"in-blr-ananta","name":"vav-708"}} | Airmech | [5 empty] | BACnet MS/TP | 120708 | 11567 | [21 empty] | DDC-35 | Proxied Device | Good | Airmech | 10 | N/A |  |  |  | neptronic_evcbseries | NEPTRONIC-EVCBSERIES
1129 | Building Management System | VAV-709 | VAV-709 | Neptronic | EVCB SERIES | Standard | Serial | VAVCTR | 4 | 4A40 |  |  | Active | Yes | IN-BLR-ANANTA-VAV-709_4 | uuid://b0c66b5e-61a2-4a0e-af40-e1374b699fc2 | {"asset":{"guid":"uuid://b0c66b5e-61a2-4a0e-af40-e1374b699fc2","site":"in-blr-ananta","name":"vav-709"}} | Airmech | [5 empty] | BACnet MS/TP | 120709 | 11661 | [21 empty] | HLI-38 | Proxied Device | Good | Airmech | 10 | N/A |  |  |  | neptronic_evcbseries | NEPTRONIC-EVCBSERIES
1130 | Building Management System | VAV-710 | VAV-710 | Neptronic | EVCB SERIES | Standard | Serial | VAVCTR | 4 | 4A38 & 4A39 |  |  | Active | Yes | IN-BLR-ANANTA-VAV-710_4 | uuid://5ecc446a-91d9-4088-aaf7-86d6adcff570 | {"asset":{"guid":"uuid://5ecc446a-91d9-4088-aaf7-86d6adcff570","site":"in-blr-ananta","name":"vav-710"}} | Airmech | [5 empty] | BACnet MS/TP | 120710 | 11661 | [21 empty] | HLI-38 | Proxied Device | Good | Airmech | 10 | N/A |  |  |  | neptronic_evcbseries | NEPTRONIC-EVCBSERIES
1131 | Building Management System | VAV-711 | VAV-711 | Neptronic | EVCB SERIES | Standard | Serial | VAVCTR | 4 | 4A37 |  |  | Active | Yes | IN-BLR-ANANTA-VAV-711_4 | uuid://93308b57-8c85-411a-ab42-5b6bf2efb2e0 | {"asset":{"guid":"uuid://93308b57-8c85-411a-ab42-5b6bf2efb2e0","site":"in-blr-ananta","name":"vav-711"}} | Airmech | [5 empty] | BACnet MS/TP | 120711 | 11661 | [21 empty] | HLI-38 | Proxied Device | Good | Airmech | 10 | N/A |  |  |  | neptronic_evcbseries | NEPTRONIC-EVCBSERIES
1132 | Building Management System | VAV-712 | VAV-712 | Neptronic | EVCB SERIES | Standard | Serial | VAVCTR | 4 | 4A36 |  |  | Active | Yes | IN-BLR-ANANTA-VAV-712_4 | uuid://cb7931e2-18e4-48ea-8f96-3d0c16bee7e5 | {"asset":{"guid":"uuid://cb7931e2-18e4-48ea-8f96-3d0c16bee7e5","site":"in-blr-ananta","name":"vav-712"}} | Airmech | [5 empty] | BACnet MS/TP | 120712 | 11661 | [21 empty] | HLI-38 | Proxied Device | Good | Airmech | 10 | N/A |  |  |  | neptronic_evcbseries | NEPTRONIC-EVCBSERIES
1133 | Building Management System | VAV-713 | VAV-713 | Neptronic | EVCB SERIES | Standard | Serial | VAVCTR | 4 | 4A28 |  |  | Active | Yes | IN-BLR-ANANTA-VAV-713_4 | uuid://fef0ed9f-7a7d-49de-a2c8-f6f3aed0a274 | {"asset":{"guid":"uuid://fef0ed9f-7a7d-49de-a2c8-f6f3aed0a274","site":"in-blr-ananta","name":"vav-713"}} | Airmech | [5 empty] | BACnet MS/TP | 120713 | 11661 | [21 empty] | HLI-38 | Proxied Device | Good | Airmech | 10 | N/A |  |  |  | neptronic_evcbseries | NEPTRONIC-EVCBSERIES
1134 | Building Management System | VAV-714 | VAV-714 | Neptronic | EVCB SERIES | Standard | Serial | VAVCTR | 4 | 4A060 |  |  | Active | Yes | IN-BLR-ANANTA-VAV-714_4 | uuid://da4033f6-457b-403b-8b29-ae312a5b3145 | {"asset":{"guid":"uuid://da4033f6-457b-403b-8b29-ae312a5b3145","site":"in-blr-ananta","name":"vav-714"}} | Airmech | [5 empty] | BACnet MS/TP | 120714 | 11661 | [21 empty] | HLI-38 | Proxied Device | Good | Airmech | 10 | N/A |  |  |  | neptronic_evcbseries | NEPTRONIC-EVCBSERIES
1135 | Building Management System | VAV-715 | VAV-715 | Neptronic | EVCB SERIES | Standard | Serial | VAVCTR | 4 | 4A084 |  |  | Active | Yes | IN-BLR-ANANTA-VAV-715_4 | uuid://f0c244b2-37d4-463b-87ae-908f177298d9 | {"asset":{"guid":"uuid://f0c244b2-37d4-463b-87ae-908f177298d9","site":"in-blr-ananta","name":"vav-715"}} | Airmech | [5 empty] | BACnet MS/TP | 120715 | 11661 | [21 empty] | HLI-38 | Proxied Device | Good | Airmech | 10 | N/A |  |  |  | neptronic_evcbseries | NEPTRONIC-EVCBSERIES
1136 | Building Management System | VAV-716 | VAV-716 | Neptronic | EVCB SERIES | Standard | Serial | VAVCTR | 4 | 4A084 |  |  | Active | Yes | IN-BLR-ANANTA-VAV-716_4 | uuid://7aaad882-44d0-4de9-836d-612ef1a11aee | {"asset":{"guid":"uuid://7aaad882-44d0-4de9-836d-612ef1a11aee","site":"in-blr-ananta","name":"vav-716"}} | Airmech | [5 empty] | BACnet MS/TP | 120716 | 11661 | [21 empty] | HLI-38 | Proxied Device | Good | Airmech | 10 | N/A |  |  |  | neptronic_evcbseries | NEPTRONIC-EVCBSERIES
1137 | Building Management System | VAV-717 | VAV-717 | Neptronic | EVCB SERIES | Standard | Serial | VAVCTR | 4 | 4A31 |  |  | Active | Yes | IN-BLR-ANANTA-VAV-717_4 | uuid://135aec52-edcc-4154-a762-86592557a37a | {"asset":{"guid":"uuid://135aec52-edcc-4154-a762-86592557a37a","site":"in-blr-ananta","name":"vav-717"}} | Airmech | [5 empty] | BACnet MS/TP | 120717 | 11661 | [21 empty] | HLI-38 | Proxied Device | Good | Airmech | 10 | N/A |  |  |  | neptronic_evcbseries | NEPTRONIC-EVCBSERIES
1138 | Building Management System | VAV-718 | VAV-718 | Neptronic | EVCB SERIES | Standard | Serial | VAVCTR | 4 | 4A66 |  |  | Active | Yes | IN-BLR-ANANTA-VAV-718_4 | uuid://b2eccf45-e4ee-4eef-9f15-a06a4cc0d028 | {"asset":{"guid":"uuid://b2eccf45-e4ee-4eef-9f15-a06a4cc0d028","site":"in-blr-ananta","name":"vav-718"}} | Airmech | [5 empty] | BACnet MS/TP | 120718 | 11661 | [21 empty] | HLI-38 | Proxied Device | Good | Airmech | 10 | N/A |  |  |  | neptronic_evcbseries | NEPTRONIC-EVCBSERIES
1139 | Building Management System | VAV-719 | VAV-719 | Neptronic | EVCB SERIES | Standard | Serial | VAVCTR | 4 | 4A66 |  |  | Active | Yes | IN-BLR-ANANTA-VAV-719_4 | uuid://0a3ce3f9-95af-491e-b7f5-46f67e7972b7 | {"asset":{"guid":"uuid://0a3ce3f9-95af-491e-b7f5-46f67e7972b7","site":"in-blr-ananta","name":"vav-719"}} | Airmech | [5 empty] | BACnet MS/TP | 120719 | 11661 | [21 empty] | HLI-38 | Proxied Device | Good | Airmech | 10 | N/A |  |  |  | neptronic_evcbseries | NEPTRONIC-EVCBSERIES
1140 | Building Management System | VAV-720 | VAV-720 | Neptronic | EVCB SERIES | Standard | Serial | VAVCTR | 4 | 4A35 |  |  | Active | Yes | IN-BLR-ANANTA-VAV-720_4 | uuid://6e898530-b6e0-48d2-8785-eb433d8529c8 | {"asset":{"guid":"uuid://6e898530-b6e0-48d2-8785-eb433d8529c8","site":"in-blr-ananta","name":"vav-720"}} | Airmech | [5 empty] | BACnet MS/TP | 120720 | 11661 | [21 empty] | HLI-38 | Proxied Device | Good | Airmech | 10 | N/A |  |  |  | neptronic_evcbseries | NEPTRONIC-EVCBSERIES
1141 | Building Management System | VAV-721 | VAV-721 | Neptronic | EVCB SERIES | Standard | Serial | VAVCTR | 4 | 4A32 & 4A33 |  |  | Active | Yes | IN-BLR-ANANTA-VAV-721_4 | uuid://497f2559-79d5-48bc-a5ef-a8a967a99964 | {"asset":{"guid":"uuid://497f2559-79d5-48bc-a5ef-a8a967a99964","site":"in-blr-ananta","name":"vav-721"}} | Airmech | [5 empty] | BACnet MS/TP | 120721 | 11661 | [21 empty] | HLI-38 | Proxied Device | Good | Airmech | 10 | N/A |  |  |  | neptronic_evcbseries | NEPTRONIC-EVCBSERIES
1142 | Building Management System | VAV-722 | VAV-722 | Neptronic | EVCB SERIES | Standard | Serial | VAVCTR | 4 | 4A42 |  |  | Active | Yes | IN-BLR-ANANTA-VAV-722_4 | uuid://87c9c7b2-5c03-418b-ac2c-6cec04270e37 | {"asset":{"guid":"uuid://87c9c7b2-5c03-418b-ac2c-6cec04270e37","site":"in-blr-ananta","name":"vav-722"}} | Airmech | [5 empty] | BACnet MS/TP | 120722 | 11661 | [21 empty] | HLI-38 | Proxied Device | Good | Airmech | 10 | N/A |  |  |  | neptronic_evcbseries | NEPTRONIC-EVCBSERIES
1143 | Building Management System | VAV-723 | VAV-723 | Neptronic | EVCB SERIES | Standard | Serial | VAVCTR | 4 | 4A43 |  |  | Active | Yes | IN-BLR-ANANTA-VAV-723_4 | uuid://c0ec461e-2e18-4220-b4fc-e1d9e28df31c | {"asset":{"guid":"uuid://c0ec461e-2e18-4220-b4fc-e1d9e28df31c","site":"in-blr-ananta","name":"vav-723"}} | Airmech | [5 empty] | BACnet MS/TP | 120723 | 11661 | [21 empty] | HLI-38 | Proxied Device | Good | Airmech | 10 | N/A |  |  |  | neptronic_evcbseries | NEPTRONIC-EVCBSERIES
1144 | Building Management System | VAV-724 | VAV-724 | Neptronic | EVCB SERIES | Standard | Serial | VAVCTR | 4 | 4A44 |  |  | Active | Yes | IN-BLR-ANANTA-VAV-724_4 | uuid://16a01e6d-1d30-4ff9-914b-5dedc2bbe57c | {"asset":{"guid":"uuid://16a01e6d-1d30-4ff9-914b-5dedc2bbe57c","site":"in-blr-ananta","name":"vav-724"}} | Airmech | [5 empty] | BACnet MS/TP | 120724 | 11661 | [21 empty] | HLI-38 | Proxied Device | Good | Airmech | 10 | N/A |  |  |  | neptronic_evcbseries | NEPTRONIC-EVCBSERIES
1145 | Building Management System | VAV-725 | VAV-725 | Neptronic | EVCB SERIES | Standard | Serial | VAVCTR | 4 | 4A45 |  |  | Active | Yes | IN-BLR-ANANTA-VAV-725_4 | uuid://a7fc5bb7-c539-49d2-89ed-86f11e50b45e | {"asset":{"guid":"uuid://a7fc5bb7-c539-49d2-89ed-86f11e50b45e","site":"in-blr-ananta","name":"vav-725"}} | Airmech | [5 empty] | BACnet MS/TP | 120725 | 11661 | [21 empty] | HLI-38 | Proxied Device | Good | Airmech | 10 | N/A |  |  |  | neptronic_evcbseries | NEPTRONIC-EVCBSERIES
1146 | Building Management System | VAV-726 | VAV-726 | Neptronic | EVCB SERIES | Standard | Serial | VAVCTR | 4 | 4A46 & 4A47 |  |  | Active | Yes | IN-BLR-ANANTA-VAV-726_4 | uuid://6744c704-7278-4018-8c3f-d940f2456c7c | {"asset":{"guid":"uuid://6744c704-7278-4018-8c3f-d940f2456c7c","site":"in-blr-ananta","name":"vav-726"}} | Airmech | [5 empty] | BACnet MS/TP | 120726 | 11661 | [21 empty] | HLI-38 | Proxied Device | Good | Airmech | 10 | N/A |  |  |  | neptronic_evcbseries | NEPTRONIC-EVCBSERIES
1147 | Building Management System | VAV-727 | VAV-727 | Neptronic | EVCB SERIES | Standard | Serial | VAVCTR | 4 | Lounge |  |  | Active | Yes | IN-BLR-ANANTA-VAV-727_4 | uuid://b8843978-7572-4c45-80bb-357a744c2255 | {"asset":{"guid":"uuid://b8843978-7572-4c45-80bb-357a744c2255","site":"in-blr-ananta","name":"vav-727"}} | Airmech | [5 empty] | BACnet MS/TP | 120727 | 11661 | [21 empty] | HLI-38 | Proxied Device | Good | Airmech | 10 | N/A |  |  |  | neptronic_evcbseries | NEPTRONIC-EVCBSERIES
1148 | Building Management System | VAV-728 | VAV-728 | Neptronic | EVCB SERIES | Standard | Serial | VAVCTR | 4 | 4A124 |  |  | Active | Yes | IN-BLR-ANANTA-VAV-728_4 | uuid://8b99d5c7-5e26-4586-991d-859c9d75b0f9 | {"asset":{"guid":"uuid://8b99d5c7-5e26-4586-991d-859c9d75b0f9","site":"in-blr-ananta","name":"vav-728"}} | Airmech | [5 empty] | BACnet MS/TP | 120728 | 11661 | [21 empty] | HLI-38 | Proxied Device | Good | Airmech | 10 | N/A |  |  |  | neptronic_evcbseries | NEPTRONIC-EVCBSERIES
1149 | Building Management System | VAV-729 | VAV-729 | Neptronic | EVCB SERIES | Standard | Serial | VAVCTR | 4 | 4A125 |  |  | Active | Yes | IN-BLR-ANANTA-VAV-729_4 | uuid://99def754-9a6d-4142-93d8-2ad4828dd00d | {"asset":{"guid":"uuid://99def754-9a6d-4142-93d8-2ad4828dd00d","site":"in-blr-ananta","name":"vav-729"}} | Airmech | [5 empty] | BACnet MS/TP | 120729 | 11661 | [21 empty] | HLI-38 | Proxied Device | Good | Airmech | 10 | N/A |  |  |  | neptronic_evcbseries | NEPTRONIC-EVCBSERIES
1150 | Building Management System | VAV-730 | VAV-730 | Neptronic | EVCB SERIES | Standard | Serial | VAVCTR | 5 | FA - AHU Room |  |  | Active | Yes | IN-BLR-ANANTA-VAV-730_5 | uuid://f7598356-d78d-4412-8d07-44ee481d5040 | {"asset":{"guid":"uuid://f7598356-d78d-4412-8d07-44ee481d5040","site":"in-blr-ananta","name":"vav-730"}} | Airmech | [5 empty] | BACnet MS/TP | 120730 | 11568 | [21 empty] | HLI-39 | Proxied Device | Good | Airmech | 10 | N/A |  |  |  | neptronic_evcbseries | NEPTRONIC-EVCBSERIES
1151 | Building Management System | VAV-731 | VAV-731 | Neptronic | EVCB SERIES | Standard | Serial | VAVCTR | 5 | 5C150 |  |  | Active | Yes | IN-BLR-ANANTA-VAV-731_5 | uuid://5b1296a7-aa7f-41a4-a349-a00525e9cba4 | {"asset":{"guid":"uuid://5b1296a7-aa7f-41a4-a349-a00525e9cba4","site":"in-blr-ananta","name":"vav-731"}} | Airmech | [5 empty] | BACnet MS/TP | 120731 | 11568 | [21 empty] | HLI-39 | Proxied Device | Good | Airmech | 10 | N/A |  |  |  | neptronic_evcbseries | NEPTRONIC-EVCBSERIES
1152 | Building Management System | VAV-732 | VAV-732 | Neptronic | EVCB SERIES | Standard | Serial | VAVCTR | 5 | 5C154 |  |  | Active | Yes | IN-BLR-ANANTA-VAV-732_5 | uuid://61f7c2c0-03b2-4c1f-9570-a7888dc04c6c | {"asset":{"guid":"uuid://61f7c2c0-03b2-4c1f-9570-a7888dc04c6c","site":"in-blr-ananta","name":"vav-732"}} | Airmech | [5 empty] | BACnet MS/TP | 120732 | 11568 | [21 empty] | HLI-39 | Proxied Device | Good | Airmech | 10 | N/A |  |  |  | neptronic_evcbseries | NEPTRONIC-EVCBSERIES
1153 | Building Management System | VAV-733 | VAV-733 | Neptronic | EVCB SERIES | Standard | Serial | VAVCTR | 5 | 5C149 |  |  | Active | Yes | IN-BLR-ANANTA-VAV-733_5 | uuid://1109cba7-f10e-4ab8-9ec2-6e617a8c277e | {"asset":{"guid":"uuid://1109cba7-f10e-4ab8-9ec2-6e617a8c277e","site":"in-blr-ananta","name":"vav-733"}} | Airmech | [5 empty] | BACnet MS/TP | 120733 | 11568 | [21 empty] | HLI-39 | Proxied Device | Good | Airmech | 10 | N/A |  |  |  | neptronic_evcbseries | NEPTRONIC-EVCBSERIES
1154 | Building Management System | VAV-734 | VAV-734 | Neptronic | EVCB SERIES | Standard | Serial | VAVCTR | 5 | 5C156 |  |  | Active | Yes | IN-BLR-ANANTA-VAV-734_5 | uuid://0ebaf624-1200-4826-ae94-4c111fbfd11d | {"asset":{"guid":"uuid://0ebaf624-1200-4826-ae94-4c111fbfd11d","site":"in-blr-ananta","name":"vav-734"}} | Airmech | [5 empty] | BACnet MS/TP | 120734 | 11568 | [21 empty] | HLI-39 | Proxied Device | Good | Airmech | 10 | N/A |  |  |  | neptronic_evcbseries | NEPTRONIC-EVCBSERIES
1155 | Building Management System | VAV-735 | VAV-735 | Neptronic | EVCB SERIES | Standard | Serial | VAVCTR | 5 | 5C147 |  |  | Active | Yes | IN-BLR-ANANTA-VAV-735_5 | uuid://b8ad086c-d13d-4e7e-ae9d-f9fe6877fc38 | {"asset":{"guid":"uuid://b8ad086c-d13d-4e7e-ae9d-f9fe6877fc38","site":"in-blr-ananta","name":"vav-735"}} | Airmech | [5 empty] | BACnet MS/TP | 120735 | 11568 | [21 empty] | HLI-39 | Proxied Device | Good | Airmech | 10 | N/A |  |  |  | neptronic_evcbseries | NEPTRONIC-EVCBSERIES
1156 | Building Management System | VAV-736 | VAV-736 | Neptronic | EVCB SERIES | Standard | Serial | VAVCTR | 5 | 5C29 & 5C30 |  |  | Active | Yes | IN-BLR-ANANTA-VAV-736_5 | uuid://14a07d18-e3ed-4b41-94e7-f6040e79c7b3 | {"asset":{"guid":"uuid://14a07d18-e3ed-4b41-94e7-f6040e79c7b3","site":"in-blr-ananta","name":"vav-736"}} | Airmech | [5 empty] | BACnet MS/TP | 120736 | 11568 | [21 empty] | HLI-39 | Proxied Device | Good | Airmech | 10 | N/A |  |  |  | neptronic_evcbseries | NEPTRONIC-EVCBSERIES
1157 | Building Management System | VAV-737 | VAV-737 | Neptronic | EVCB SERIES | Standard | Serial | VAVCTR | 5 | 5C192 |  |  | Active | Yes | IN-BLR-ANANTA-VAV-737_5 | uuid://3aac20e4-3a8b-46f3-852a-aad762ceb7b8 | {"asset":{"guid":"uuid://3aac20e4-3a8b-46f3-852a-aad762ceb7b8","site":"in-blr-ananta","name":"vav-737"}} | Airmech | [5 empty] | BACnet MS/TP | 120737 | 11568 | [21 empty] | HLI-39 | Proxied Device | Good | Airmech | 10 | N/A |  |  |  | neptronic_evcbseries | NEPTRONIC-EVCBSERIES
1158 | Building Management System | VAV-738 | VAV-738 | Neptronic | EVCB SERIES | Standard | Serial | VAVCTR | 5 | 5C124 |  |  | Active | Yes | IN-BLR-ANANTA-VAV-738_5 | uuid://d3a0fc9a-91d8-4ffb-8ab3-38cd69c1dccb | {"asset":{"guid":"uuid://d3a0fc9a-91d8-4ffb-8ab3-38cd69c1dccb","site":"in-blr-ananta","name":"vav-738"}} | Airmech | [5 empty] | BACnet MS/TP | 120738 | 11568 | [21 empty] | HLI-39 | Proxied Device | Good | Airmech | 10 | N/A |  |  |  | neptronic_evcbseries | NEPTRONIC-EVCBSERIES
1159 | Building Management System | VAV-739 | VAV-739 | Neptronic | EVCB SERIES | Standard | Serial | VAVCTR | 5 | 5C33 |  |  | Active | Yes | IN-BLR-ANANTA-VAV-739_5 | uuid://9c43dc78-0b74-4940-84fa-fa2d67942d41 | {"asset":{"guid":"uuid://9c43dc78-0b74-4940-84fa-fa2d67942d41","site":"in-blr-ananta","name":"vav-739"}} | Airmech | [5 empty] | BACnet MS/TP | 120739 | 11568 | [21 empty] | HLI-39 | Proxied Device | Good | Airmech | 10 | N/A |  |  |  | neptronic_evcbseries | NEPTRONIC-EVCBSERIES
1160 | Building Management System | VAV-740 | VAV-740 | Neptronic | EVCB SERIES | Standard | Serial | VAVCTR | 5 | 5C31 & 5C32 |  |  | Active | Yes | IN-BLR-ANANTA-VAV-740_5 | uuid://04c974e4-bf73-4e79-882a-bfd80388eba4 | {"asset":{"guid":"uuid://04c974e4-bf73-4e79-882a-bfd80388eba4","site":"in-blr-ananta","name":"vav-740"}} | Airmech | [5 empty] | BACnet MS/TP | 120740 | 11568 | [21 empty] | HLI-39 | Proxied Device | Good | Airmech | 10 | N/A |  |  |  | neptronic_evcbseries | NEPTRONIC-EVCBSERIES
1161 | Building Management System | VAV-741 | VAV-741 | Neptronic | EVCB SERIES | Standard | Serial | VAVCTR | 5 | 5C126 |  |  | Active | Yes | IN-BLR-ANANTA-VAV-741_5 | uuid://65bcafdc-ee1b-463b-85e8-7fbc3d88af6b | {"asset":{"guid":"uuid://65bcafdc-ee1b-463b-85e8-7fbc3d88af6b","site":"in-blr-ananta","name":"vav-741"}} | Airmech | [5 empty] | BACnet MS/TP | 120741 | 11568 | [21 empty] | HLI-39 | Proxied Device | Good | Airmech | 10 | N/A |  |  |  | neptronic_evcbseries | NEPTRONIC-EVCBSERIES
1162 | Building Management System | VAV-742 | VAV-742 | Neptronic | EVCB SERIES | Standard | Serial | VAVCTR | 5 | 5C54 |  |  | Active | Yes | IN-BLR-ANANTA-VAV-742_5 | uuid://c692c073-9960-4b93-80d2-d12d076c989e | {"asset":{"guid":"uuid://c692c073-9960-4b93-80d2-d12d076c989e","site":"in-blr-ananta","name":"vav-742"}} | Airmech | [5 empty] | BACnet MS/TP | 120742 | 11568 | [21 empty] | HLI-39 | Proxied Device | Good | Airmech | 10 | N/A |  |  |  | neptronic_evcbseries | NEPTRONIC-EVCBSERIES
1163 | Building Management System | VAV-743 | VAV-743 | Neptronic | EVCB SERIES | Standard | Serial | VAVCTR | 5 | 5C34 |  |  | Active | Yes | IN-BLR-ANANTA-VAV-743_5 | uuid://8c32d08d-f60b-41e2-a500-09d6b99b2cf4 | {"asset":{"guid":"uuid://8c32d08d-f60b-41e2-a500-09d6b99b2cf4","site":"in-blr-ananta","name":"vav-743"}} | Airmech | [5 empty] | BACnet MS/TP | 120743 | 11568 | [21 empty] | HLI-39 | Proxied Device | Good | Airmech | 10 | N/A |  |  |  | neptronic_evcbseries | NEPTRONIC-EVCBSERIES
1164 | Building Management System | VAV-744 | VAV-744 | Neptronic | EVCB SERIES | Standard | Serial | VAVCTR | 5 | 570 |  |  | Active | Yes | IN-BLR-ANANTA-VAV-744_5 | uuid://c314edea-0773-4346-a662-ea3711f5ebba | {"asset":{"guid":"uuid://c314edea-0773-4346-a662-ea3711f5ebba","site":"in-blr-ananta","name":"vav-744"}} | Airmech | [5 empty] | BACnet MS/TP | 120744 | 11569 | [21 empty] | HLI-39 | Proxied Device | Good | Airmech | 10 | N/A |  |  |  | neptronic_evcbseries | NEPTRONIC-EVCBSERIES
1165 | Building Management System | VAV-745 | VAV-745 | Neptronic | EVCB SERIES | Standard | Serial | VAVCTR | 5 | 5C45 |  |  | Active | Yes | IN-BLR-ANANTA-VAV-745_5 | uuid://854fa997-8c3c-4d85-b046-4510dff988bb | {"asset":{"guid":"uuid://854fa997-8c3c-4d85-b046-4510dff988bb","site":"in-blr-ananta","name":"vav-745"}} | Airmech | [5 empty] | BACnet MS/TP | 120745 | 11569 | [21 empty] | HLI-39 | Proxied Device | Good | Airmech | 10 | N/A |  |  |  | neptronic_evcbseries | NEPTRONIC-EVCBSERIES
1166 | Building Management System | VAV-746 | VAV-746 | Neptronic | EVCB SERIES | Standard | Serial | VAVCTR | 5 | 5C48 |  |  | Active | Yes | IN-BLR-ANANTA-VAV-746_5 | uuid://efccfba7-4fc6-46ef-9231-d888ced74975 | {"asset":{"guid":"uuid://efccfba7-4fc6-46ef-9231-d888ced74975","site":"in-blr-ananta","name":"vav-746"}} | Airmech | [5 empty] | BACnet MS/TP | 120746 | 11569 | [21 empty] | HLI-39 | Proxied Device | Good | Airmech | 10 | N/A |  |  |  | neptronic_evcbseries | NEPTRONIC-EVCBSERIES
1167 | Building Management System | VAV-747 | VAV-747 | Neptronic | EVCB SERIES | Standard | Serial | VAVCTR | 5 | 5C49 |  |  | Active | Yes | IN-BLR-ANANTA-VAV-747_5 | uuid://d4464256-c325-4e65-92e2-4e9fe2c0c358 | {"asset":{"guid":"uuid://d4464256-c325-4e65-92e2-4e9fe2c0c358","site":"in-blr-ananta","name":"vav-747"}} | Airmech | [5 empty] | BACnet MS/TP | 120747 | 11569 | [21 empty] | HLI-39 | Proxied Device | Good | Airmech | 10 | N/A |  |  |  | neptronic_evcbseries | NEPTRONIC-EVCBSERIES
1168 | Building Management System | VAV-748 | VAV-748 | Neptronic | EVCB SERIES | Standard | Serial | VAVCTR | 5 | 5C23 & 5C22 |  |  | Active | Yes | IN-BLR-ANANTA-VAV-748_5 | uuid://685c2079-90da-4960-abce-7609f1528540 | {"asset":{"guid":"uuid://685c2079-90da-4960-abce-7609f1528540","site":"in-blr-ananta","name":"vav-748"}} | Airmech | [5 empty] | BACnet MS/TP | 120748 | 11569 | [21 empty] | HLI-39 | Proxied Device | Good | Airmech | 10 | N/A |  |  |  | neptronic_evcbseries | NEPTRONIC-EVCBSERIES
1169 | Building Management System | VAV-749 | VAV-749 | Neptronic | EVCB SERIES | Standard | Serial | VAVCTR | 5 | 5C095 |  |  | Active | Yes | IN-BLR-ANANTA-VAV-749_5 | uuid://0c10f57e-203e-40ed-8788-a90f04fdaed4 | {"asset":{"guid":"uuid://0c10f57e-203e-40ed-8788-a90f04fdaed4","site":"in-blr-ananta","name":"vav-749"}} | Airmech | [5 empty] | BACnet MS/TP | 120749 | 11569 | [21 empty] | HLI-39 | Proxied Device | Good | Airmech | 10 | N/A |  |  |  | neptronic_evcbseries | NEPTRONIC-EVCBSERIES
1170 | Building Management System | VAV-750 | VAV-750 | Neptronic | EVCB SERIES | Standard | Serial | VAVCTR | 5 | 5C21 & 5C20 |  |  | Active | Yes | IN-BLR-ANANTA-VAV-750_5 | uuid://5bc12f8d-de14-41d3-b7e8-7518b3c7c03b | {"asset":{"guid":"uuid://5bc12f8d-de14-41d3-b7e8-7518b3c7c03b","site":"in-blr-ananta","name":"vav-750"}} | Airmech | [5 empty] | BACnet MS/TP | 120750 | 11569 | [21 empty] | HLI-39 | Proxied Device | Good | Airmech | 10 | N/A |  |  |  | neptronic_evcbseries | NEPTRONIC-EVCBSERIES
1171 | Building Management System | VAV-751 | VAV-751 | Neptronic | EVCB SERIES | Standard | Serial | VAVCTR | 5 | 5C27 & 5C26 |  |  | Active | Yes | IN-BLR-ANANTA-VAV-751_5 | uuid://8f2b5b6f-5af5-428a-b781-55dc800be79c | {"asset":{"guid":"uuid://8f2b5b6f-5af5-428a-b781-55dc800be79c","site":"in-blr-ananta","name":"vav-751"}} | Airmech | [5 empty] | BACnet MS/TP | 120751 | 11569 | [21 empty] | HLI-39 | Proxied Device | Good | Airmech | 10 | N/A |  |  |  | neptronic_evcbseries | NEPTRONIC-EVCBSERIES
1172 | Building Management System | VAV-752 | VAV-752 | Neptronic | EVCB SERIES | Standard | Serial | VAVCTR | 5 | 5C25 & 5C24 |  |  | Active | Yes | IN-BLR-ANANTA-VAV-752_5 | uuid://af126dfa-304a-4d6f-bdda-4657b0b83cad | {"asset":{"guid":"uuid://af126dfa-304a-4d6f-bdda-4657b0b83cad","site":"in-blr-ananta","name":"vav-752"}} | Airmech | [5 empty] | BACnet MS/TP | 120752 | 11569 | [21 empty] | HLI-39 | Proxied Device | Good | Airmech | 10 | N/A |  |  |  | neptronic_evcbseries | NEPTRONIC-EVCBSERIES
1173 | Building Management System | VAV-753 | VAV-753 | Neptronic | EVCB SERIES | Standard | Serial | VAVCTR | 5 | 5C19 & 5C18 |  |  | Active | Yes | IN-BLR-ANANTA-VAV-753_5 | uuid://75e73b73-c356-4eef-be30-93a7f5fe4425 | {"asset":{"guid":"uuid://75e73b73-c356-4eef-be30-93a7f5fe4425","site":"in-blr-ananta","name":"vav-753"}} | Airmech | [5 empty] | BACnet MS/TP | 120753 | 11569 | [21 empty] | HLI-39 | Proxied Device | Good | Airmech | 10 | N/A |  |  |  | neptronic_evcbseries | NEPTRONIC-EVCBSERIES
1174 | Building Management System | VAV-754 | VAV-754 | Neptronic | EVCB SERIES | Standard | Serial | VAVCTR | 5 | 5C15 & 5C17 |  |  | Active | Yes | IN-BLR-ANANTA-VAV-754_5 | uuid://9c4e1b8a-fb0d-4293-b2de-8e7cf745a477 | {"asset":{"guid":"uuid://9c4e1b8a-fb0d-4293-b2de-8e7cf745a477","site":"in-blr-ananta","name":"vav-754"}} | Airmech | [5 empty] | BACnet MS/TP | 120754 | 11569 | [21 empty] | HLI-39 | Proxied Device | Good | Airmech | 10 | N/A |  |  |  | neptronic_evcbseries | NEPTRONIC-EVCBSERIES
1175 | Building Management System | VAV-755 | VAV-755 | Neptronic | EVCB SERIES | Standard | Serial | VAVCTR | 5 | 5C14 & 5C16 |  |  | Active | Yes | IN-BLR-ANANTA-VAV-755_5 | uuid://e025d11d-0b48-461f-8859-25fbdaf06423 | {"asset":{"guid":"uuid://e025d11d-0b48-461f-8859-25fbdaf06423","site":"in-blr-ananta","name":"vav-755"}} | Airmech | [5 empty] | BACnet MS/TP | 120755 | 11569 | [21 empty] | HLI-39 | Proxied Device | Good | Airmech | 10 | N/A |  |  |  | neptronic_evcbseries | NEPTRONIC-EVCBSERIES
1176 | Building Management System | VAV-756 | VAV-756 | Neptronic | EVCB SERIES | Standard | Serial | VAVCTR | 5 | 5C13 |  |  | Active | Yes | IN-BLR-ANANTA-VAV-756_5 | uuid://ee837ae4-485b-44d9-8195-8a7fd5bd88b2 | {"asset":{"guid":"uuid://ee837ae4-485b-44d9-8195-8a7fd5bd88b2","site":"in-blr-ananta","name":"vav-756"}} | Airmech | [5 empty] | BACnet MS/TP | 120756 | 11569 | [21 empty] | HLI-39 | Proxied Device | Good | Airmech | 10 | N/A |  |  |  | neptronic_evcbseries | NEPTRONIC-EVCBSERIES
1177 | Building Management System | VAV-757 | VAV-757 | Neptronic | EVCB SERIES | Standard | Serial | VAVCTR | 5 | 5C11 |  |  | Active | Yes | IN-BLR-ANANTA-VAV-757_5 | uuid://5ad1f497-4b44-4011-859f-3019e82d7a85 | {"asset":{"guid":"uuid://5ad1f497-4b44-4011-859f-3019e82d7a85","site":"in-blr-ananta","name":"vav-757"}} | Airmech | [5 empty] | BACnet MS/TP | 120757 | 11569 | [21 empty] | HLI-39 | Proxied Device | Good | Airmech | 10 | N/A |  |  |  | neptronic_evcbseries | NEPTRONIC-EVCBSERIES
1178 | Building Management System | VAV-758 | VAV-758 | Neptronic | EVCB SERIES | Standard | Serial | VAVCTR | 5 | FA - AHU Room |  |  | Active | Yes | IN-BLR-ANANTA-VAV-758_5 | uuid://b10dc91c-ccad-42c9-90d1-31bcc652194b | {"asset":{"guid":"uuid://b10dc91c-ccad-42c9-90d1-31bcc652194b","site":"in-blr-ananta","name":"vav-758"}} | Airmech | [5 empty] | BACnet MS/TP | 120758 | 11581 | [21 empty] | HLI-42 | Proxied Device | Good | Airmech | 10 | N/A |  |  |  | neptronic_evcbseries | NEPTRONIC-EVCBSERIES
1179 | Building Management System | VAV-759 | VAV-759 | Neptronic | EVCB SERIES | Standard | Serial | VAVCTR | 5 | 5C40 |  |  | Active | Yes | IN-BLR-ANANTA-VAV-759_5 | uuid://44e964b2-db6c-4254-850f-f29f7f5ff73a | {"asset":{"guid":"uuid://44e964b2-db6c-4254-850f-f29f7f5ff73a","site":"in-blr-ananta","name":"vav-759"}} | Airmech | [5 empty] | BACnet MS/TP | 120759 | 11581 | [21 empty] | HLI-42 | Proxied Device | Good | Airmech | 10 | N/A |  |  |  | neptronic_evcbseries | NEPTRONIC-EVCBSERIES
1180 | Building Management System | VAV-760 | VAV-760 | Neptronic | EVCB SERIES | Standard | Serial | VAVCTR | 5 | 516 |  |  | Active | Yes | IN-BLR-ANANTA-VAV-760_5 | uuid://005b43d6-8ab5-470f-968d-ac1badc65848 | {"asset":{"guid":"uuid://005b43d6-8ab5-470f-968d-ac1badc65848","site":"in-blr-ananta","name":"vav-760"}} | Airmech | [5 empty] | BACnet MS/TP | 120760 | 11581 | [21 empty] | HLI-42 | Proxied Device | Good | Airmech | 10 | N/A |  |  |  | neptronic_evcbseries | NEPTRONIC-EVCBSERIES
1181 | Building Management System | VAV-761 | VAV-761 | Neptronic | EVCB SERIES | Standard | Serial | VAVCTR | 5 | 5C005 |  |  | Active | Yes | IN-BLR-ANANTA-VAV-761_5 | uuid://5a6d5cbc-b145-41c2-934e-0a896c0d47c4 | {"asset":{"guid":"uuid://5a6d5cbc-b145-41c2-934e-0a896c0d47c4","site":"in-blr-ananta","name":"vav-761"}} | Airmech | [5 empty] | BACnet MS/TP | 120761 | 11581 | [21 empty] | HLI-42 | Proxied Device | Good | Airmech | 10 | N/A |  |  |  | neptronic_evcbseries | NEPTRONIC-EVCBSERIES
1182 | Building Management System | VAV-762 | VAV-762 | Neptronic | EVCB SERIES | Standard | Serial | VAVCTR | 5 | C520 |  |  | Active | Yes | IN-BLR-ANANTA-VAV-762_5 | uuid://55d53816-2ab3-4c19-94ab-6a261037094e | {"asset":{"guid":"uuid://55d53816-2ab3-4c19-94ab-6a261037094e","site":"in-blr-ananta","name":"vav-762"}} | Airmech | [5 empty] | BACnet MS/TP | 120762 | 11581 | [21 empty] | HLI-42 | Proxied Device | Good | Airmech | 10 | N/A |  |  |  | neptronic_evcbseries | NEPTRONIC-EVCBSERIES
1183 | Building Management System | VAV-763 | VAV-763 | Neptronic | EVCB SERIES | Standard | Serial | VAVCTR | 5 | 5C026 |  |  | Active | Yes | IN-BLR-ANANTA-VAV-763_5 | uuid://6288287f-7810-48eb-8ff1-6b9ea3440982 | {"asset":{"guid":"uuid://6288287f-7810-48eb-8ff1-6b9ea3440982","site":"in-blr-ananta","name":"vav-763"}} | Airmech | [5 empty] | BACnet MS/TP | 120763 | 11581 | [21 empty] | HLI-42 | Proxied Device | Good | Airmech | 10 | N/A |  |  |  | neptronic_evcbseries | NEPTRONIC-EVCBSERIES
1184 | Building Management System | VAV-764 | VAV-764 | Neptronic | EVCB SERIES | Standard | Serial | VAVCTR | 5 | 5C052 |  |  | Active | Yes | IN-BLR-ANANTA-VAV-764_5 | uuid://22f28398-1643-4a2a-b475-45d19646cc1a | {"asset":{"guid":"uuid://22f28398-1643-4a2a-b475-45d19646cc1a","site":"in-blr-ananta","name":"vav-764"}} | Airmech | [5 empty] | BACnet MS/TP | 120764 | 11581 | [21 empty] | HLI-42 | Proxied Device | Good | Airmech | 10 | N/A |  |  |  | neptronic_evcbseries | NEPTRONIC-EVCBSERIES
1185 | Building Management System | VAV-765 | VAV-765 | Neptronic | EVCB SERIES | Standard | Serial | VAVCTR | 5 | 5C061 |  |  | Active | Yes | IN-BLR-ANANTA-VAV-765_5 | uuid://e7916264-080f-4e81-aa6f-a165a2be1d67 | {"asset":{"guid":"uuid://e7916264-080f-4e81-aa6f-a165a2be1d67","site":"in-blr-ananta","name":"vav-765"}} | Airmech | [5 empty] | BACnet MS/TP | 120765 | 11581 | [21 empty] | HLI-42 | Proxied Device | Good | Airmech | 10 | N/A |  |  |  | neptronic_evcbseries | NEPTRONIC-EVCBSERIES
1186 | Building Management System | VAV-766 | VAV-766 | Neptronic | EVCB SERIES | Standard | Serial | VAVCTR | 5 | 5C7 & 5C8 |  |  | Active | Yes | IN-BLR-ANANTA-VAV-766_5 | uuid://8c63b00f-beda-4d52-bc4d-154272eb0078 | {"asset":{"guid":"uuid://8c63b00f-beda-4d52-bc4d-154272eb0078","site":"in-blr-ananta","name":"vav-766"}} | Airmech | [5 empty] | BACnet MS/TP | 120766 | 11581 | [21 empty] | HLI-42 | Proxied Device | Good | Airmech | 10 | N/A |  |  |  | neptronic_evcbseries | NEPTRONIC-EVCBSERIES
1187 | Building Management System | VAV-767 | VAV-767 | Neptronic | EVCB SERIES | Standard | Serial | VAVCTR | 5 | 5C4 |  |  | Active | Yes | IN-BLR-ANANTA-VAV-767_5 | uuid://e0b443aa-43c9-4f5b-8e98-bf99aa48c875 | {"asset":{"guid":"uuid://e0b443aa-43c9-4f5b-8e98-bf99aa48c875","site":"in-blr-ananta","name":"vav-767"}} | Airmech | [5 empty] | BACnet MS/TP | 120767 | 11581 | [21 empty] | HLI-42 | Proxied Device | Good | Airmech | 10 | N/A |  |  |  | neptronic_evcbseries | NEPTRONIC-EVCBSERIES
1188 | Building Management System | VAV-768 | VAV-768 | Neptronic | EVCB SERIES | Standard | Serial | VAVCTR | 5 | 5C9 & 5C10 |  |  | Active | Yes | IN-BLR-ANANTA-VAV-768_5 | uuid://34ef4384-9d52-4c8c-ab1d-7bef970a3884 | {"asset":{"guid":"uuid://34ef4384-9d52-4c8c-ab1d-7bef970a3884","site":"in-blr-ananta","name":"vav-768"}} | Airmech | [5 empty] | BACnet MS/TP | 120768 | 11581 | [21 empty] | HLI-42 | Proxied Device | Good | Airmech | 10 | N/A |  |  |  | neptronic_evcbseries | NEPTRONIC-EVCBSERIES
1189 | Building Management System | VAV-769 | VAV-769 | Neptronic | EVCB SERIES | Standard | Serial | VAVCTR | 5 | 5C3 |  |  | Active | Yes | IN-BLR-ANANTA-VAV-769_5 | uuid://51438666-dbd2-4ddd-9641-3baa68442057 | {"asset":{"guid":"uuid://51438666-dbd2-4ddd-9641-3baa68442057","site":"in-blr-ananta","name":"vav-769"}} | Airmech | [5 empty] | BACnet MS/TP | 120769 | 11581 | [21 empty] | HLI-42 | Proxied Device | Good | Airmech | 10 | N/A |  |  |  | neptronic_evcbseries | NEPTRONIC-EVCBSERIES
1190 | Building Management System | VAV-770 | VAV-770 | Neptronic | EVCB SERIES | Standard | Serial | VAVCTR | 5 | 5C2 |  |  | Active | Yes | IN-BLR-ANANTA-VAV-770_5 | uuid://4613d5d3-f179-4c6e-a764-5cd7675a10c5 | {"asset":{"guid":"uuid://4613d5d3-f179-4c6e-a764-5cd7675a10c5","site":"in-blr-ananta","name":"vav-770"}} | Airmech | [5 empty] | BACnet MS/TP | 120770 | 11581 | [21 empty] | HLI-42 | Proxied Device | Good | Airmech | 10 | N/A |  |  |  | neptronic_evcbseries | NEPTRONIC-EVCBSERIES
1191 | Building Management System | VAV-771 | VAV-771 | Neptronic | EVCB SERIES | Standard | Serial | VAVCTR | 5 | C544 |  |  | Active | Yes | IN-BLR-ANANTA-VAV-771_5 | uuid://78a19404-3363-4a22-b600-9fa061ac8d9b | {"asset":{"guid":"uuid://78a19404-3363-4a22-b600-9fa061ac8d9b","site":"in-blr-ananta","name":"vav-771"}} | Airmech | [5 empty] | BACnet MS/TP | 120771 | 11581 | [21 empty] | HLI-42 | Proxied Device | Good | Airmech | 10 | N/A |  |  |  | neptronic_evcbseries | NEPTRONIC-EVCBSERIES
1192 | Building Management System | VAV-772 | VAV-772 | Neptronic | EVCB SERIES | Standard | Serial | VAVCTR | 5 | C516 |  |  | Active | Yes | IN-BLR-ANANTA-VAV-772_5 | uuid://016516ec-834e-4785-baab-c6177e5f5816 | {"asset":{"guid":"uuid://016516ec-834e-4785-baab-c6177e5f5816","site":"in-blr-ananta","name":"vav-772"}} | Airmech | [5 empty] | BACnet MS/TP | 120772 | 11582 | [21 empty] | HLI-42 | Proxied Device | Good | Airmech | 10 | N/A |  |  |  | neptronic_evcbseries | NEPTRONIC-EVCBSERIES
1193 | Building Management System | VAV-773 | VAV-773 | Neptronic | EVCB SERIES | Standard | Serial | VAVCTR | 5 | 5B1 |  |  | Active | Yes | IN-BLR-ANANTA-VAV-773_5 | uuid://5ec7533d-016d-49c0-93e9-c4d896364096 | {"asset":{"guid":"uuid://5ec7533d-016d-49c0-93e9-c4d896364096","site":"in-blr-ananta","name":"vav-773"}} | Airmech | [5 empty] | BACnet MS/TP | 120773 | 11582 | [21 empty] | HLI-42 | Proxied Device | Good | Airmech | 10 | N/A |  |  |  | neptronic_evcbseries | NEPTRONIC-EVCBSERIES
1194 | Building Management System | VAV-774 | VAV-774 | Neptronic | EVCB SERIES | Standard | Serial | VAVCTR | 5 | 5B3 |  |  | Active | Yes | IN-BLR-ANANTA-VAV-774_5 | uuid://c5230b8d-c899-4da1-9fd9-f0dcc60859f2 | {"asset":{"guid":"uuid://c5230b8d-c899-4da1-9fd9-f0dcc60859f2","site":"in-blr-ananta","name":"vav-774"}} | Airmech | [5 empty] | BACnet MS/TP | 120774 | 11582 | [21 empty] | HLI-42 | Proxied Device | Good | Airmech | 10 | N/A |  |  |  | neptronic_evcbseries | NEPTRONIC-EVCBSERIES
1195 | Building Management System | VAV-775 | VAV-775 | Neptronic | EVCB SERIES | Standard | Serial | VAVCTR | 5 | 5B39 |  |  | Active | Yes | IN-BLR-ANANTA-VAV-775_5 | uuid://f972cde4-cc50-4756-adbc-027fe89f0d9d | {"asset":{"guid":"uuid://f972cde4-cc50-4756-adbc-027fe89f0d9d","site":"in-blr-ananta","name":"vav-775"}} | Airmech | [5 empty] | BACnet MS/TP | 120775 | 11582 | [21 empty] | HLI-42 | Proxied Device | Good | Airmech | 10 | N/A |  |  |  | neptronic_evcbseries | NEPTRONIC-EVCBSERIES
1196 | Building Management System | VAV-776 | VAV-776 | Neptronic | EVCB SERIES | Standard | Serial | VAVCTR | 5 | 5B11 |  |  | Active | Yes | IN-BLR-ANANTA-VAV-776_5 | uuid://04ecbf86-7da3-435f-9e54-0b2b6c4da913 | {"asset":{"guid":"uuid://04ecbf86-7da3-435f-9e54-0b2b6c4da913","site":"in-blr-ananta","name":"vav-776"}} | Airmech | [5 empty] | BACnet MS/TP | 120776 | 11582 | [21 empty] | HLI-42 | Proxied Device | Good | Airmech | 10 | N/A |  |  |  | neptronic_evcbseries | NEPTRONIC-EVCBSERIES
1197 | Building Management System | VAV-777 | VAV-777 | Neptronic | EVCB SERIES | Standard | Serial | VAVCTR | 5 | 5B7 |  |  | Active | Yes | IN-BLR-ANANTA-VAV-777_5 | uuid://53ff7b3a-3bef-4bf9-8119-deb1f66e926a | {"asset":{"guid":"uuid://53ff7b3a-3bef-4bf9-8119-deb1f66e926a","site":"in-blr-ananta","name":"vav-777"}} | Airmech | [5 empty] | BACnet MS/TP | 120777 | 11582 | [21 empty] | HLI-42 | Proxied Device | Good | Airmech | 10 | N/A |  |  |  | neptronic_evcbseries | NEPTRONIC-EVCBSERIES
1198 | Building Management System | VAV-778 | VAV-778 | Neptronic | EVCB SERIES | Standard | Serial | VAVCTR | 5 | C543 |  |  | Active | Yes | IN-BLR-ANANTA-VAV-778_5 | uuid://a2ca465e-428c-409e-ad21-c17cf0a7ca92 | {"asset":{"guid":"uuid://a2ca465e-428c-409e-ad21-c17cf0a7ca92","site":"in-blr-ananta","name":"vav-778"}} | Airmech | [5 empty] | BACnet MS/TP | 120778 | 11582 | [21 empty] | HLI-42 | Proxied Device | Good | Airmech | 10 | N/A |  |  |  | neptronic_evcbseries | NEPTRONIC-EVCBSERIES
1199 | Building Management System | VAV-779 | VAV-779 | Neptronic | EVCB SERIES | Standard | Serial | VAVCTR | 5 | 5B4 |  |  | Active | Yes | IN-BLR-ANANTA-VAV-779_5 | uuid://2f0b43e1-9dbf-423d-9482-943b02886611 | {"asset":{"guid":"uuid://2f0b43e1-9dbf-423d-9482-943b02886611","site":"in-blr-ananta","name":"vav-779"}} | Airmech | [5 empty] | BACnet MS/TP | 120779 | 11582 | [21 empty] | HLI-42 | Proxied Device | Good | Airmech | 10 | N/A |  |  |  | neptronic_evcbseries | NEPTRONIC-EVCBSERIES
1200 | Building Management System | VAV-780 | VAV-780 | Neptronic | EVCB SERIES | Standard | Serial | VAVCTR | 5 | C505 |  |  | Active | Yes | IN-BLR-ANANTA-VAV-780_5 | uuid://3184b5fd-caf7-46aa-b151-0e0cbcbbc13c | {"asset":{"guid":"uuid://3184b5fd-caf7-46aa-b151-0e0cbcbbc13c","site":"in-blr-ananta","name":"vav-780"}} | Airmech | [5 empty] | BACnet MS/TP | 120780 | 11582 | [21 empty] | HLI-42 | Proxied Device | Good | Airmech | 10 | N/A |  |  |  | neptronic_evcbseries | NEPTRONIC-EVCBSERIES
1201 | Building Management System | VAV-781 | VAV-781 | Neptronic | EVCB SERIES | Standard | Serial | VAVCTR | 5 | 5B43 |  |  | Active | Yes | IN-BLR-ANANTA-VAV-781_5 | uuid://852a92f2-7acd-432f-91fb-6b9abc213222 | {"asset":{"guid":"uuid://852a92f2-7acd-432f-91fb-6b9abc213222","site":"in-blr-ananta","name":"vav-781"}} | Airmech | [5 empty] | BACnet MS/TP | 120781 | 11582 | [21 empty] | HLI-42 | Proxied Device | Good | Airmech | 10 | N/A |  |  |  | neptronic_evcbseries | NEPTRONIC-EVCBSERIES
1202 | Building Management System | VAV-782 | VAV-782 | Neptronic | EVCB SERIES | Standard | Serial | VAVCTR | 5 | C514 |  |  | Active | Yes | IN-BLR-ANANTA-VAV-782_5 | uuid://80a8e57b-2dd9-4660-8eb4-1a8cb0c79281 | {"asset":{"guid":"uuid://80a8e57b-2dd9-4660-8eb4-1a8cb0c79281","site":"in-blr-ananta","name":"vav-782"}} | Airmech | [5 empty] | BACnet MS/TP | 120782 | 11582 | [21 empty] | HLI-42 | Proxied Device | Good | Airmech | 10 | N/A |  |  |  | neptronic_evcbseries | NEPTRONIC-EVCBSERIES
1203 | Building Management System | VAV-783 | VAV-783 | Neptronic | EVCB SERIES | Standard | Serial | VAVCTR | 5 | C506 |  |  | Active | Yes | IN-BLR-ANANTA-VAV-783_5 | uuid://007948cb-1a0a-480e-a87d-f7ee15045026 | {"asset":{"guid":"uuid://007948cb-1a0a-480e-a87d-f7ee15045026","site":"in-blr-ananta","name":"vav-783"}} | Airmech | [5 empty] | BACnet MS/TP | 120783 | 11582 | [21 empty] | HLI-42 | Proxied Device | Good | Airmech | 10 | N/A |  |  |  | neptronic_evcbseries | NEPTRONIC-EVCBSERIES
1204 | Building Management System | VAV-784 | VAV-784 | Neptronic | EVCB SERIES | Standard | Serial | VAVCTR | 5 | C514 |  |  | Active | Yes | IN-BLR-ANANTA-VAV-784_5 | uuid://a8fc35ca-4fc5-459f-abb4-fdef04c20cbe | {"asset":{"guid":"uuid://a8fc35ca-4fc5-459f-abb4-fdef04c20cbe","site":"in-blr-ananta","name":"vav-784"}} | Airmech | [5 empty] | BACnet MS/TP | 120784 | 11582 | [21 empty] | HLI-42 | Proxied Device | Good | Airmech | 10 | N/A |  |  |  | neptronic_evcbseries | NEPTRONIC-EVCBSERIES
1205 | Building Management System | VAV-785 | VAV-785 | Neptronic | EVCB SERIES | Standard | Serial | VAVCTR | 5 | 505 |  |  | Active | Yes | IN-BLR-ANANTA-VAV-785_5 | uuid://1bd010dc-bb73-4ce6-a68f-41d3547533cd | {"asset":{"guid":"uuid://1bd010dc-bb73-4ce6-a68f-41d3547533cd","site":"in-blr-ananta","name":"vav-785"}} | Airmech | [5 empty] | BACnet MS/TP | 120785 | 11503 | [21 empty] | HLI-46 | Proxied Device | Good | Airmech | 10 | N/A |  |  |  | neptronic_evcbseries | NEPTRONIC-EVCBSERIES
1206 | Building Management System | VAV-786 | VAV-786 | Neptronic | EVCB SERIES | Standard | Serial | VAVCTR | 5 | 5B36 |  |  | Active | Yes | IN-BLR-ANANTA-VAV-786_5 | uuid://f6598954-7d51-4bd4-bcde-764930489d4e | {"asset":{"guid":"uuid://f6598954-7d51-4bd4-bcde-764930489d4e","site":"in-blr-ananta","name":"vav-786"}} | Airmech | [5 empty] | BACnet MS/TP | 120786 | 11503 | [21 empty] | HLI-46 | Proxied Device | Good | Airmech | 10 | N/A |  |  |  | neptronic_evcbseries | NEPTRONIC-EVCBSERIES
1207 | Building Management System | VAV-787 | VAV-787 | Neptronic | EVCB SERIES | Standard | Serial | VAVCTR | 5 | 5B31 & 5B32 |  |  | Active | Yes | IN-BLR-ANANTA-VAV-787_5 | uuid://3d09d4b7-0fd6-4626-ad73-80f9369c5159 | {"asset":{"guid":"uuid://3d09d4b7-0fd6-4626-ad73-80f9369c5159","site":"in-blr-ananta","name":"vav-787"}} | Airmech | [5 empty] | BACnet MS/TP | 120787 | 11503 | [21 empty] | HLI-46 | Proxied Device | Good | Airmech | 10 | N/A |  |  |  | neptronic_evcbseries | NEPTRONIC-EVCBSERIES
1208 | Building Management System | VAV-788 | VAV-788 | Neptronic | EVCB SERIES | Standard | Serial | VAVCTR | 5 | 5B35 |  |  | Active | Yes | IN-BLR-ANANTA-VAV-788_5 | uuid://ae9a3cfa-6f5d-430b-b171-b14a8e9601a2 | {"asset":{"guid":"uuid://ae9a3cfa-6f5d-430b-b171-b14a8e9601a2","site":"in-blr-ananta","name":"vav-788"}} | Airmech | [5 empty] | BACnet MS/TP | 120788 | 11503 | [21 empty] | HLI-46 | Proxied Device | Good | Airmech | 10 | N/A |  |  |  | neptronic_evcbseries | NEPTRONIC-EVCBSERIES
1209 | Building Management System | VAV-789 | VAV-789 | Neptronic | EVCB SERIES | Standard | Serial | VAVCTR | 5 | 5B33 |  |  | Active | Yes | IN-BLR-ANANTA-VAV-789_5 | uuid://7ca0603f-fd28-4846-9869-b3c3be6da04a | {"asset":{"guid":"uuid://7ca0603f-fd28-4846-9869-b3c3be6da04a","site":"in-blr-ananta","name":"vav-789"}} | Airmech | [5 empty] | BACnet MS/TP | 120789 | 11503 | [21 empty] | HLI-46 | Proxied Device | Good | Airmech | 10 | N/A |  |  |  | neptronic_evcbseries | NEPTRONIC-EVCBSERIES
1210 | Building Management System | VAV-790 | VAV-790 | Neptronic | EVCB SERIES | Standard | Serial | VAVCTR | 5 | 5B29 |  |  | Active | Yes | IN-BLR-ANANTA-VAV-790_5 | uuid://4fe8d136-5c0f-4e52-bd3e-28e7ae027954 | {"asset":{"guid":"uuid://4fe8d136-5c0f-4e52-bd3e-28e7ae027954","site":"in-blr-ananta","name":"vav-790"}} | Airmech | [5 empty] | BACnet MS/TP | 120790 | 11503 | [21 empty] | HLI-46 | Proxied Device | Good | Airmech | 10 | N/A |  |  |  | neptronic_evcbseries | NEPTRONIC-EVCBSERIES
1211 | Building Management System | VAV-791 | VAV-791 | Neptronic | EVCB SERIES | Standard | Serial | VAVCTR | 5 | 5B25 |  |  | Active | Yes | IN-BLR-ANANTA-VAV-791_5 | uuid://0f3c2121-db2f-4370-9bc6-d1759b0c9926 | {"asset":{"guid":"uuid://0f3c2121-db2f-4370-9bc6-d1759b0c9926","site":"in-blr-ananta","name":"vav-791"}} | Airmech | [5 empty] | BACnet MS/TP | 120791 | 11503 | [21 empty] | HLI-46 | Proxied Device | Good | Airmech | 10 | N/A |  |  |  | neptronic_evcbseries | NEPTRONIC-EVCBSERIES
1212 | Building Management System | VAV-792 | VAV-792 | Neptronic | EVCB SERIES | Standard | Serial | VAVCTR | 5 | C507 |  |  | Active | Yes | IN-BLR-ANANTA-VAV-792_5 | uuid://7058f2a5-31c0-42ee-af86-1d6bbc0815bf | {"asset":{"guid":"uuid://7058f2a5-31c0-42ee-af86-1d6bbc0815bf","site":"in-blr-ananta","name":"vav-792"}} | Airmech | [5 empty] | BACnet MS/TP | 120792 | 11503 | [21 empty] | HLI-46 | Proxied Device | Good | Airmech | 10 | N/A |  |  |  | neptronic_evcbseries | NEPTRONIC-EVCBSERIES
1213 | Building Management System | VAV-793 | VAV-793 | Neptronic | EVCB SERIES | Standard | Serial | VAVCTR | 5 | 5B15 |  |  | Active | Yes | IN-BLR-ANANTA-VAV-793_5 | uuid://effcd09f-4180-45cc-b7bf-5cc333c04435 | {"asset":{"guid":"uuid://effcd09f-4180-45cc-b7bf-5cc333c04435","site":"in-blr-ananta","name":"vav-793"}} | Airmech | [5 empty] | BACnet MS/TP | 120793 | 11503 | [21 empty] | HLI-46 | Proxied Device | Good | Airmech | 10 | N/A |  |  |  | neptronic_evcbseries | NEPTRONIC-EVCBSERIES
1214 | Building Management System | VAV-794 | VAV-794 | Neptronic | EVCB SERIES | Standard | Serial | VAVCTR | 5 | C513 |  |  | Active | Yes | IN-BLR-ANANTA-VAV-794_5 | uuid://b13645b3-16cb-4f9b-a86c-de8212dccb3e | {"asset":{"guid":"uuid://b13645b3-16cb-4f9b-a86c-de8212dccb3e","site":"in-blr-ananta","name":"vav-794"}} | Airmech | [5 empty] | BACnet MS/TP | 120794 | 11503 | [21 empty] | HLI-46 | Proxied Device | Good | Airmech | 10 | N/A |  |  |  | neptronic_evcbseries | NEPTRONIC-EVCBSERIES
1215 | Building Management System | VAV-795 | VAV-795 | Neptronic | EVCB SERIES | Standard | Serial | VAVCTR | 5 | 5B057 |  |  | Active | Yes | IN-BLR-ANANTA-VAV-795_5 | uuid://6ff7f279-b32a-4211-aceb-7c633858de78 | {"asset":{"guid":"uuid://6ff7f279-b32a-4211-aceb-7c633858de78","site":"in-blr-ananta","name":"vav-795"}} | Airmech | [5 empty] | BACnet MS/TP | 120795 | 11503 | [21 empty] | HLI-46 | Proxied Device | Good | Airmech | 10 | N/A |  |  |  | neptronic_evcbseries | NEPTRONIC-EVCBSERIES
1216 | Building Management System | VAV-796 | VAV-796 | Neptronic | EVCB SERIES | Standard | Serial | VAVCTR | 5 | 5B017 |  |  | Active | Yes | IN-BLR-ANANTA-VAV-796_5 | uuid://dfe3085d-065c-434a-a60a-418b72e7c789 | {"asset":{"guid":"uuid://dfe3085d-065c-434a-a60a-418b72e7c789","site":"in-blr-ananta","name":"vav-796"}} | Airmech | [5 empty] | BACnet MS/TP | 120796 | 11503 | [21 empty] | HLI-46 | Proxied Device | Good | Airmech | 10 | N/A |  |  |  | neptronic_evcbseries | NEPTRONIC-EVCBSERIES
1217 | Building Management System | VAV-797 | VAV-797 | Neptronic | EVCB SERIES | Standard | Serial | VAVCTR | 5 | 5B13& 5B14 |  |  | Active | Yes | IN-BLR-ANANTA-VAV-797_5 | uuid://b1091594-d2db-472d-bd5f-b531e32eb1d8 | {"asset":{"guid":"uuid://b1091594-d2db-472d-bd5f-b531e32eb1d8","site":"in-blr-ananta","name":"vav-797"}} | Airmech | [5 empty] | BACnet MS/TP | 120797 | 11503 | [21 empty] | HLI-46 | Proxied Device | Good | Airmech | 10 | N/A |  |  |  | neptronic_evcbseries | NEPTRONIC-EVCBSERIES
1218 | Building Management System | VAV-798 | VAV-798 | Neptronic | EVCB SERIES | Standard | Serial | VAVCTR | 5 | 5B12 |  |  | Active | Yes | IN-BLR-ANANTA-VAV-798_5 | uuid://70c04f3d-a266-49b0-9512-f197b48269e8 | {"asset":{"guid":"uuid://70c04f3d-a266-49b0-9512-f197b48269e8","site":"in-blr-ananta","name":"vav-798"}} | Airmech | [5 empty] | BACnet MS/TP | 120798 | 11503 | [21 empty] | HLI-46 | Proxied Device | Good | Airmech | 10 | N/A |  |  |  | neptronic_evcbseries | NEPTRONIC-EVCBSERIES
1219 | Building Management System | VAV-799 | VAV-799 | Neptronic | EVCB SERIES | Standard | Serial | VAVCTR | 5 | 5B5 |  |  | Active | Yes | IN-BLR-ANANTA-VAV-799_5 | uuid://69db2b1d-4193-4c0a-a660-eb91c3e19814 | {"asset":{"guid":"uuid://69db2b1d-4193-4c0a-a660-eb91c3e19814","site":"in-blr-ananta","name":"vav-799"}} | Airmech | [5 empty] | BACnet MS/TP | 120799 | 11503 | [21 empty] | HLI-46 | Proxied Device | Good | Airmech | 10 | N/A |  |  |  | neptronic_evcbseries | NEPTRONIC-EVCBSERIES
1220 | Building Management System | VAV-800 | VAV-800 | Neptronic | EVCB SERIES | Standard | Serial | VAVCTR | 5 | 5B006 |  |  | Active | Yes | IN-BLR-ANANTA-VAV-800_5 | uuid://f44e284b-bcf8-428e-9f71-67cd37cc6b9b | {"asset":{"guid":"uuid://f44e284b-bcf8-428e-9f71-67cd37cc6b9b","site":"in-blr-ananta","name":"vav-800"}} | Airmech | [5 empty] | BACnet MS/TP | 120800 | 11503 | [21 empty] | HLI-46 | Proxied Device | Good | Airmech | 10 | N/A |  |  |  | neptronic_evcbseries | NEPTRONIC-EVCBSERIES
1221 | Building Management System | VAV-801 | VAV-801 | Neptronic | EVCB SERIES | Standard | Serial | VAVCTR | 5 | 5B6 |  |  | Active | Yes | IN-BLR-ANANTA-VAV-801_5 | uuid://fb60ff5b-370d-44d5-b106-05e9322aa224 | {"asset":{"guid":"uuid://fb60ff5b-370d-44d5-b106-05e9322aa224","site":"in-blr-ananta","name":"vav-801"}} | Airmech | [5 empty] | BACnet MS/TP | 120801 | 11503 | [21 empty] | HLI-46 | Proxied Device | Good | Airmech | 10 | N/A |  |  |  | neptronic_evcbseries | NEPTRONIC-EVCBSERIES
1222 | Building Management System | VAV-802 | VAV-802 | Neptronic | EVCB SERIES | Standard | Serial | VAVCTR | 5 | FA - AHU Room |  |  | Active | Yes | IN-BLR-ANANTA-VAV-802_5 | uuid://8b7296f9-ec4d-4c9a-a778-f19f51a63ba4 | {"asset":{"guid":"uuid://8b7296f9-ec4d-4c9a-a778-f19f51a63ba4","site":"in-blr-ananta","name":"vav-802"}} | Airmech | [5 empty] | BACnet MS/TP | 120802 | 11504 | [21 empty] | HLI-46 | Proxied Device | Good | Airmech | 10 | N/A |  |  |  | neptronic_evcbseries | NEPTRONIC-EVCBSERIES
1223 | Building Management System | VAV-803 | VAV-803 | Neptronic | EVCB SERIES | Standard | Serial | VAVCTR | 5 | 5B60 |  |  | Active | Yes | IN-BLR-ANANTA-VAV-803_5 | uuid://79939184-7e62-4b51-be5b-6ef065ec3870 | {"asset":{"guid":"uuid://79939184-7e62-4b51-be5b-6ef065ec3870","site":"in-blr-ananta","name":"vav-803"}} | Airmech | [5 empty] | BACnet MS/TP | 120803 | 11504 | [21 empty] | HLI-46 | Proxied Device | Good | Airmech | 10 | N/A |  |  |  | neptronic_evcbseries | NEPTRONIC-EVCBSERIES
1224 | Building Management System | VAV-804 | VAV-804 | Neptronic | EVCB SERIES | Standard | Serial | VAVCTR | 5 | 5B164 |  |  | Active | Yes | IN-BLR-ANANTA-VAV-804_5 | uuid://992a3c3d-c45d-48e8-bf2b-510b938e417e | {"asset":{"guid":"uuid://992a3c3d-c45d-48e8-bf2b-510b938e417e","site":"in-blr-ananta","name":"vav-804"}} | Airmech | [5 empty] | BACnet MS/TP | 120804 | 11504 | [21 empty] | HLI-46 | Proxied Device | Good | Airmech | 10 | N/A |  |  |  | neptronic_evcbseries | NEPTRONIC-EVCBSERIES
1225 | Building Management System | VAV-805 | VAV-805 | Neptronic | EVCB SERIES | Standard | Serial | VAVCTR | 5 | 5B2 & 5B28 |  |  | Active | Yes | IN-BLR-ANANTA-VAV-805_5 | uuid://69a5c84e-6155-4a65-a6d7-f44d7ee39667 | {"asset":{"guid":"uuid://69a5c84e-6155-4a65-a6d7-f44d7ee39667","site":"in-blr-ananta","name":"vav-805"}} | Airmech | [5 empty] | BACnet MS/TP | 120805 | 11504 | [21 empty] | HLI-46 | Proxied Device | Good | Airmech | 10 | N/A |  |  |  | neptronic_evcbseries | NEPTRONIC-EVCBSERIES
1226 | Building Management System | VAV-806 | VAV-806 | Neptronic | EVCB SERIES | Standard | Serial | VAVCTR | 5 | 5B138 |  |  | Active | Yes | IN-BLR-ANANTA-VAV-806_5 | uuid://3b0049eb-a343-4e7b-979e-9b680f275e23 | {"asset":{"guid":"uuid://3b0049eb-a343-4e7b-979e-9b680f275e23","site":"in-blr-ananta","name":"vav-806"}} | Airmech | [5 empty] | BACnet MS/TP | 120806 | 11504 | [21 empty] | HLI-46 | Proxied Device | Good | Airmech | 10 | N/A |  |  |  | neptronic_evcbseries | NEPTRONIC-EVCBSERIES
1227 | Building Management System | VAV-807 | VAV-807 | Neptronic | EVCB SERIES | Standard | Serial | VAVCTR | 5 | 5B133 |  |  | Active | Yes | IN-BLR-ANANTA-VAV-807_5 | uuid://6aba8d85-0c03-44c9-ad93-7a84127d51ae | {"asset":{"guid":"uuid://6aba8d85-0c03-44c9-ad93-7a84127d51ae","site":"in-blr-ananta","name":"vav-807"}} | Airmech | [5 empty] | BACnet MS/TP | 120807 | 11504 | [21 empty] | HLI-46 | Proxied Device | Good | Airmech | 10 | N/A |  |  |  | neptronic_evcbseries | NEPTRONIC-EVCBSERIES
1228 | Building Management System | VAV-808 | VAV-808 | Neptronic | EVCB SERIES | Standard | Serial | VAVCTR | 5 | 5B30 |  |  | Active | Yes | IN-BLR-ANANTA-VAV-808_5 | uuid://ff510cb4-20a3-4165-b762-c475730a9d4a | {"asset":{"guid":"uuid://ff510cb4-20a3-4165-b762-c475730a9d4a","site":"in-blr-ananta","name":"vav-808"}} | Airmech | [5 empty] | BACnet MS/TP | 120808 | 11504 | [21 empty] | HLI-46 | Proxied Device | Good | Airmech | 10 | N/A |  |  |  | neptronic_evcbseries | NEPTRONIC-EVCBSERIES
1229 | Building Management System | VAV-809 | VAV-809 | Neptronic | EVCB SERIES | Standard | Serial | VAVCTR | 5 | 5B57 |  |  | Active | Yes | IN-BLR-ANANTA-VAV-809_5 | uuid://eff16b47-3f23-4cbb-8ae1-4e63c6c1953f | {"asset":{"guid":"uuid://eff16b47-3f23-4cbb-8ae1-4e63c6c1953f","site":"in-blr-ananta","name":"vav-809"}} | Airmech | [5 empty] | BACnet MS/TP | 120809 | 11504 | [21 empty] | HLI-46 | Proxied Device | Good | Airmech | 10 | N/A |  |  |  | neptronic_evcbseries | NEPTRONIC-EVCBSERIES
1230 | Building Management System | VAV-810 | VAV-810 | Neptronic | EVCB SERIES | Standard | Serial | VAVCTR | 5 | 5B26 |  |  | Active | Yes | IN-BLR-ANANTA-VAV-810_5 | uuid://2a549f72-a7d3-4c07-afa2-3fa8e4fcdebb | {"asset":{"guid":"uuid://2a549f72-a7d3-4c07-afa2-3fa8e4fcdebb","site":"in-blr-ananta","name":"vav-810"}} | Airmech | [5 empty] | BACnet MS/TP | 120810 | 11504 | [21 empty] | HLI-46 | Proxied Device | Good | Airmech | 10 | N/A |  |  |  | neptronic_evcbseries | NEPTRONIC-EVCBSERIES
1231 | Building Management System | VAV-811 | VAV-811 | Neptronic | EVCB SERIES | Standard | Serial | VAVCTR | 5 | 5B50 |  |  | Active | Yes | IN-BLR-ANANTA-VAV-811_5 | uuid://b67f78a1-de94-4fb9-8d2a-4b11cbf32f70 | {"asset":{"guid":"uuid://b67f78a1-de94-4fb9-8d2a-4b11cbf32f70","site":"in-blr-ananta","name":"vav-811"}} | Airmech | [5 empty] | BACnet MS/TP | 120811 | 11504 | [21 empty] | HLI-46 | Proxied Device | Good | Airmech | 10 | N/A |  |  |  | neptronic_evcbseries | NEPTRONIC-EVCBSERIES
1232 | Building Management System | VAV-812 | VAV-812 | Neptronic | EVCB SERIES | Standard | Serial | VAVCTR | 5 | 5B19 & 5B20 |  |  | Active | Yes | IN-BLR-ANANTA-VAV-812_5 | uuid://023a9186-7f62-44e4-b7bf-0b6d920881b3 | {"asset":{"guid":"uuid://023a9186-7f62-44e4-b7bf-0b6d920881b3","site":"in-blr-ananta","name":"vav-812"}} | Airmech | [5 empty] | BACnet MS/TP | 120812 | 11504 | [21 empty] | HLI-46 | Proxied Device | Good | Airmech | 10 | N/A |  |  |  | neptronic_evcbseries | NEPTRONIC-EVCBSERIES
1233 | Building Management System | VAV-813 | VAV-813 | Neptronic | EVCB SERIES | Standard | Serial | VAVCTR | 5 | 5B21& 5B22 |  |  | Active | Yes | IN-BLR-ANANTA-VAV-813_5 | uuid://4e78f852-c1a4-4d5d-8318-97c921dee351 | {"asset":{"guid":"uuid://4e78f852-c1a4-4d5d-8318-97c921dee351","site":"in-blr-ananta","name":"vav-813"}} | Airmech | [5 empty] | BACnet MS/TP | 120813 | 11504 | [21 empty] | HLI-46 | Proxied Device | Good | Airmech | 10 | N/A |  |  |  | neptronic_evcbseries | NEPTRONIC-EVCBSERIES
1234 | Building Management System | VAV-814 | VAV-814 | Neptronic | EVCB SERIES | Standard | Serial | VAVCTR | 5 | 5B17 & 5B18 |  |  | Active | Yes | IN-BLR-ANANTA-VAV-814_5 | uuid://d8caf4b0-ec64-43ec-b520-ad037dad7b73 | {"asset":{"guid":"uuid://d8caf4b0-ec64-43ec-b520-ad037dad7b73","site":"in-blr-ananta","name":"vav-814"}} | Airmech | [5 empty] | BACnet MS/TP | 120814 | 11504 | [21 empty] | HLI-46 | Proxied Device | Good | Airmech | 10 | N/A |  |  |  | neptronic_evcbseries | NEPTRONIC-EVCBSERIES
1235 | Building Management System | VAV-815 | VAV-815 | Neptronic | EVCB SERIES | Standard | Serial | VAVCTR | 5 | 5B075 |  |  | Active | Yes | IN-BLR-ANANTA-VAV-815_5 | uuid://b9ab9ac5-c095-4b24-bb1d-9c906c9cb6f1 | {"asset":{"guid":"uuid://b9ab9ac5-c095-4b24-bb1d-9c906c9cb6f1","site":"in-blr-ananta","name":"vav-815"}} | Airmech | [5 empty] | BACnet MS/TP | 120815 | 11504 | [21 empty] | HLI-46 | Proxied Device | Good | Airmech | 10 | N/A |  |  |  | neptronic_evcbseries | NEPTRONIC-EVCBSERIES
1236 | Building Management System | VAV-816 | VAV-816 | Neptronic | EVCB SERIES | Standard | Serial | VAVCTR | 5 | 5B089 |  |  | Active | Yes | IN-BLR-ANANTA-VAV-816_5 | uuid://4d52b313-be09-4cae-a020-a0d74998930a | {"asset":{"guid":"uuid://4d52b313-be09-4cae-a020-a0d74998930a","site":"in-blr-ananta","name":"vav-816"}} | Airmech | [5 empty] | BACnet MS/TP | 120816 | 11504 | [21 empty] | HLI-46 | Proxied Device | Good | Airmech | 10 | N/A |  |  |  | neptronic_evcbseries | NEPTRONIC-EVCBSERIES
1237 | Building Management System | VAV-817 | VAV-817 | Neptronic | EVCB SERIES | Standard | Serial | VAVCTR | 5 | 5B102 |  |  | Active | Yes | IN-BLR-ANANTA-VAV-817_5 | uuid://b4cb1692-1884-427b-8b90-18d84f1361c7 | {"asset":{"guid":"uuid://b4cb1692-1884-427b-8b90-18d84f1361c7","site":"in-blr-ananta","name":"vav-817"}} | Airmech | [5 empty] | BACnet MS/TP | 120817 | 11504 | [21 empty] | HLI-46 | Proxied Device | Good | Airmech | 10 | N/A |  |  |  | neptronic_evcbseries | NEPTRONIC-EVCBSERIES
1238 | Building Management System | VAV-818 | VAV-818 | Neptronic | EVCB SERIES | Standard | Serial | VAVCTR | 5 | 582 |  |  | Active | Yes | IN-BLR-ANANTA-VAV-818_5 | uuid://42f09cd5-51bd-4220-8b51-303062f88e78 | {"asset":{"guid":"uuid://42f09cd5-51bd-4220-8b51-303062f88e78","site":"in-blr-ananta","name":"vav-818"}} | Airmech | [5 empty] | BACnet MS/TP | 120818 | 11572 | [21 empty] | HLI-44 | Proxied Device | Good | Airmech | 10 | N/A |  |  |  | neptronic_evcbseries | NEPTRONIC-EVCBSERIES
1239 | Building Management System | VAV-819 | VAV-819 | Neptronic | EVCB SERIES | Standard | Serial | VAVCTR | 5 | 5D8 |  |  | Active | Yes | IN-BLR-ANANTA-VAV-819_5 | uuid://fdfe6088-f9f0-4940-b038-3cca86c0acf3 | {"asset":{"guid":"uuid://fdfe6088-f9f0-4940-b038-3cca86c0acf3","site":"in-blr-ananta","name":"vav-819"}} | Airmech | [5 empty] | BACnet MS/TP | 120819 | 11572 | [21 empty] | HLI-44 | Proxied Device | Good | Airmech | 10 | N/A |  |  |  | neptronic_evcbseries | NEPTRONIC-EVCBSERIES
1240 | Building Management System | VAV-820 | VAV-820 | Neptronic | EVCB SERIES | Standard | Serial | VAVCTR | 5 | 5D46 |  |  | Active | Yes | IN-BLR-ANANTA-VAV-820_5 | uuid://5080658b-f44b-4aea-8258-c89ad748c96d | {"asset":{"guid":"uuid://5080658b-f44b-4aea-8258-c89ad748c96d","site":"in-blr-ananta","name":"vav-820"}} | Airmech | [5 empty] | BACnet MS/TP | 120820 | 11572 | [21 empty] | HLI-44 | Proxied Device | Good | Airmech | 10 | N/A |  |  |  | neptronic_evcbseries | NEPTRONIC-EVCBSERIES
1241 | Building Management System | VAV-821 | VAV-821 | Neptronic | EVCB SERIES | Standard | Serial | VAVCTR | 5 | 5D45 |  |  | Active | Yes | IN-BLR-ANANTA-VAV-821_5 | uuid://84c2812e-3938-4a4e-adf9-7e88f02a71f5 | {"asset":{"guid":"uuid://84c2812e-3938-4a4e-adf9-7e88f02a71f5","site":"in-blr-ananta","name":"vav-821"}} | Airmech | [5 empty] | BACnet MS/TP | 120821 | 11572 | [21 empty] | HLI-44 | Proxied Device | Good | Airmech | 10 | N/A |  |  |  | neptronic_evcbseries | NEPTRONIC-EVCBSERIES
1242 | Building Management System | VAV-822 | VAV-822 | Neptronic | EVCB SERIES | Standard | Serial | VAVCTR | 5 | 5D44 |  |  | Active | Yes | IN-BLR-ANANTA-VAV-822_5 | uuid://8b89cee2-73ea-44e1-86cf-38761402c29f | {"asset":{"guid":"uuid://8b89cee2-73ea-44e1-86cf-38761402c29f","site":"in-blr-ananta","name":"vav-822"}} | Airmech | [5 empty] | BACnet MS/TP | 120822 | 11572 | [21 empty] | HLI-44 | Proxied Device | Good | Airmech | 10 | N/A |  |  |  | neptronic_evcbseries | NEPTRONIC-EVCBSERIES
1243 | Building Management System | VAV-823 | VAV-823 | Neptronic | EVCB SERIES | Standard | Serial | VAVCTR | 5 | 5D6 |  |  | Active | Yes | IN-BLR-ANANTA-VAV-823_5 | uuid://01a358e1-cfe2-44e6-83c4-1d2c1fa44f79 | {"asset":{"guid":"uuid://01a358e1-cfe2-44e6-83c4-1d2c1fa44f79","site":"in-blr-ananta","name":"vav-823"}} | Airmech | [5 empty] | BACnet MS/TP | 120823 | 11572 | [21 empty] | HLI-44 | Proxied Device | Good | Airmech | 10 | N/A |  |  |  | neptronic_evcbseries | NEPTRONIC-EVCBSERIES
1244 | Building Management System | VAV-824 | VAV-824 | Neptronic | EVCB SERIES | Standard | Serial | VAVCTR | 5 | 5D43 |  |  | Active | Yes | IN-BLR-ANANTA-VAV-824_5 | uuid://91daf9e6-e36b-4e4e-9fa2-28c7a27ad79d | {"asset":{"guid":"uuid://91daf9e6-e36b-4e4e-9fa2-28c7a27ad79d","site":"in-blr-ananta","name":"vav-824"}} | Airmech | [5 empty] | BACnet MS/TP | 120824 | 11572 | [21 empty] | HLI-44 | Proxied Device | Good | Airmech | 10 | N/A |  |  |  | neptronic_evcbseries | NEPTRONIC-EVCBSERIES
1245 | Building Management System | VAV-825 | VAV-825 | Neptronic | EVCB SERIES | Standard | Serial | VAVCTR | 5 | 5D7 |  |  | Active | Yes | IN-BLR-ANANTA-VAV-825_5 | uuid://94b4b3c2-5a2f-4bed-92c4-d88f8a98b3a8 | {"asset":{"guid":"uuid://94b4b3c2-5a2f-4bed-92c4-d88f8a98b3a8","site":"in-blr-ananta","name":"vav-825"}} | Airmech | [5 empty] | BACnet MS/TP | 120825 | 11572 | [21 empty] | HLI-44 | Proxied Device | Good | Airmech | 10 | N/A |  |  |  | neptronic_evcbseries | NEPTRONIC-EVCBSERIES
1246 | Building Management System | VAV-826 | VAV-826 | Neptronic | EVCB SERIES | Standard | Serial | VAVCTR | 5 | 5D4 & 5D5 |  |  | Active | Yes | IN-BLR-ANANTA-VAV-826_5 | uuid://48b34db0-d381-476f-9c33-c7b15c246791 | {"asset":{"guid":"uuid://48b34db0-d381-476f-9c33-c7b15c246791","site":"in-blr-ananta","name":"vav-826"}} | Airmech | [5 empty] | BACnet MS/TP | 120826 | 11572 | [21 empty] | HLI-44 | Proxied Device | Good | Airmech | 10 | N/A |  |  |  | neptronic_evcbseries | NEPTRONIC-EVCBSERIES
1247 | Building Management System | VAV-827 | VAV-827 | Neptronic | EVCB SERIES | Standard | Serial | VAVCTR | 5 | 5D065 |  |  | Active | Yes | IN-BLR-ANANTA-VAV-827_5 | uuid://e05b859b-982c-4459-b1af-2ae2f0e6121e | {"asset":{"guid":"uuid://e05b859b-982c-4459-b1af-2ae2f0e6121e","site":"in-blr-ananta","name":"vav-827"}} | Airmech | [5 empty] | BACnet MS/TP | 120827 | 11572 | [21 empty] | HLI-44 | Proxied Device | Good | Airmech | 10 | N/A |  |  |  | neptronic_evcbseries | NEPTRONIC-EVCBSERIES
1248 | Building Management System | VAV-828 | VAV-828 | Neptronic | EVCB SERIES | Standard | Serial | VAVCTR | 5 | 5D11 & 5D12 |  |  | Active | Yes | IN-BLR-ANANTA-VAV-828_5 | uuid://130db8a2-a123-488a-afbc-f02a4f714a6d | {"asset":{"guid":"uuid://130db8a2-a123-488a-afbc-f02a4f714a6d","site":"in-blr-ananta","name":"vav-828"}} | Airmech | [5 empty] | BACnet MS/TP | 120828 | 11572 | [21 empty] | HLI-44 | Proxied Device | Good | Airmech | 10 | N/A |  |  |  | neptronic_evcbseries | NEPTRONIC-EVCBSERIES
1249 | Building Management System | VAV-829 | VAV-829 | Neptronic | EVCB SERIES | Standard | Serial | VAVCTR | 5 | 5D15 |  |  | Active | Yes | IN-BLR-ANANTA-VAV-829_5 | uuid://e8eb96ac-d62b-4720-834d-8ef2209cc933 | {"asset":{"guid":"uuid://e8eb96ac-d62b-4720-834d-8ef2209cc933","site":"in-blr-ananta","name":"vav-829"}} | Airmech | [5 empty] | BACnet MS/TP | 120829 | 11572 | [21 empty] | HLI-44 | Proxied Device | Good | Airmech | 10 | N/A |  |  |  | neptronic_evcbseries | NEPTRONIC-EVCBSERIES
1250 | Building Management System | VAV-830 | VAV-830 | Neptronic | EVCB SERIES | Standard | Serial | VAVCTR | 5 | C5116 |  |  | Active | Yes | IN-BLR-ANANTA-VAV-830_5 | uuid://531d69fa-6ed7-4d99-91bd-a5495bb32637 | {"asset":{"guid":"uuid://531d69fa-6ed7-4d99-91bd-a5495bb32637","site":"in-blr-ananta","name":"vav-830"}} | Airmech | [5 empty] | BACnet MS/TP | 120830 | 11572 | [21 empty] | HLI-44 | Proxied Device | Good | Airmech | 10 | N/A |  |  |  | neptronic_evcbseries | NEPTRONIC-EVCBSERIES
1251 | Building Management System | VAV-831 | VAV-831 | Neptronic | EVCB SERIES | Standard | Serial | VAVCTR | 5 | 5D14 |  |  | Active | Yes | IN-BLR-ANANTA-VAV-831_5 | uuid://20bfca37-5639-4d16-88fe-aef9c3d48e76 | {"asset":{"guid":"uuid://20bfca37-5639-4d16-88fe-aef9c3d48e76","site":"in-blr-ananta","name":"vav-831"}} | Airmech | [5 empty] | BACnet MS/TP | 120831 | 11572 | [21 empty] | HLI-44 | Proxied Device | Good | Airmech | 10 | N/A |  |  |  | neptronic_evcbseries | NEPTRONIC-EVCBSERIES
1252 | Building Management System | VAV-832 | VAV-832 | Neptronic | EVCB SERIES | Standard | Serial | VAVCTR | 5 | 5D13 |  |  | Active | Yes | IN-BLR-ANANTA-VAV-832_5 | uuid://1c02e04c-c651-476d-9866-bd6d6072eea3 | {"asset":{"guid":"uuid://1c02e04c-c651-476d-9866-bd6d6072eea3","site":"in-blr-ananta","name":"vav-832"}} | Airmech | [5 empty] | BACnet MS/TP | 120832 | 11572 | [21 empty] | HLI-44 | Proxied Device | Good | Airmech | 10 | N/A |  |  |  | neptronic_evcbseries | NEPTRONIC-EVCBSERIES
1253 | Building Management System | VAV-833 | VAV-833 | Neptronic | EVCB SERIES | Standard | Serial | VAVCTR | 5 | 5D13 |  |  | Active | Yes | IN-BLR-ANANTA-VAV-833_5 | uuid://2cb63841-2e14-462c-8298-1a4aeb194e50 | {"asset":{"guid":"uuid://2cb63841-2e14-462c-8298-1a4aeb194e50","site":"in-blr-ananta","name":"vav-833"}} | Airmech | [5 empty] | BACnet MS/TP | 120833 | 11572 | [21 empty] | HLI-44 | Proxied Device | Good | Airmech | 10 | N/A |  |  |  | neptronic_evcbseries | NEPTRONIC-EVCBSERIES
1254 | Building Management System | VAV-834 | VAV-834 | Neptronic | EVCB SERIES | Standard | Serial | VAVCTR | 5 | FA - AHU Room |  |  | Active | Yes | IN-BLR-ANANTA-VAV-834_5 | uuid://476c1e81-f8cb-49e4-86c2-62628b7ff046 | {"asset":{"guid":"uuid://476c1e81-f8cb-49e4-86c2-62628b7ff046","site":"in-blr-ananta","name":"vav-834"}} | Airmech | [5 empty] | BACnet MS/TP | 120834 | 11572 | [21 empty] | HLI-44 | Proxied Device | Good | Airmech | 10 | N/A |  |  |  | neptronic_evcbseries | NEPTRONIC-EVCBSERIES
1255 | Building Management System | VAV-835 | VAV-835 | Neptronic | EVCB SERIES | Standard | Serial | VAVCTR | 5 | 5D18 |  |  | Active | Yes | IN-BLR-ANANTA-VAV-835_5 | uuid://fb632438-6476-40db-80c8-9ab32f477056 | {"asset":{"guid":"uuid://fb632438-6476-40db-80c8-9ab32f477056","site":"in-blr-ananta","name":"vav-835"}} | Airmech | [5 empty] | BACnet MS/TP | 120835 | 11572 | [21 empty] | HLI-44 | Proxied Device | Good | Airmech | 10 | N/A |  |  |  | neptronic_evcbseries | NEPTRONIC-EVCBSERIES
1256 | Building Management System | VAV-836 | VAV-836 | Neptronic | EVCB SERIES | Standard | Serial | VAVCTR | 5 | 5D18 |  |  | Active | Yes | IN-BLR-ANANTA-VAV-836_5 | uuid://bceadbd2-9318-4102-9a4f-a29e1f111168 | {"asset":{"guid":"uuid://bceadbd2-9318-4102-9a4f-a29e1f111168","site":"in-blr-ananta","name":"vav-836"}} | Airmech | [5 empty] | BACnet MS/TP | 120836 | 11572 | [21 empty] | HLI-44 | Proxied Device | Good | Airmech | 10 | N/A |  |  |  | neptronic_evcbseries | NEPTRONIC-EVCBSERIES
1257 | Building Management System | VAV-837 | VAV-837 | Neptronic | EVCB SERIES | Standard | Serial | VAVCTR | 5 | 5D098 |  |  | Active | Yes | IN-BLR-ANANTA-VAV-837_5 | uuid://d04782e9-dc6c-482c-98a2-228bd2c2b4c0 | {"asset":{"guid":"uuid://d04782e9-dc6c-482c-98a2-228bd2c2b4c0","site":"in-blr-ananta","name":"vav-837"}} | Airmech | [5 empty] | BACnet MS/TP | 120837 | 11572 | [21 empty] | HLI-44 | Proxied Device | Good | Airmech | 10 | N/A |  |  |  | neptronic_evcbseries | NEPTRONIC-EVCBSERIES
1258 | Building Management System | VAV-838 | VAV-838 | Neptronic | EVCB SERIES | Standard | Serial | VAVCTR | 5 | 5D16& 5D17 |  |  | Active | Yes | IN-BLR-ANANTA-VAV-838_5 | uuid://f09830ad-4400-4c13-b1a3-7b810a48f0df | {"asset":{"guid":"uuid://f09830ad-4400-4c13-b1a3-7b810a48f0df","site":"in-blr-ananta","name":"vav-838"}} | Airmech | [5 empty] | BACnet MS/TP | 120838 | 11572 | [21 empty] | HLI-44 | Proxied Device | Good | Airmech | 10 | N/A |  |  |  | neptronic_evcbseries | NEPTRONIC-EVCBSERIES
1259 | Building Management System | VAV-839 | VAV-839 | Neptronic | EVCB SERIES | Standard | Serial | VAVCTR | 5 | 5D104 |  |  | Active | Yes | IN-BLR-ANANTA-VAV-839_5 | uuid://967c38e4-c71e-4524-a2e4-a77b3a6ef106 | {"asset":{"guid":"uuid://967c38e4-c71e-4524-a2e4-a77b3a6ef106","site":"in-blr-ananta","name":"vav-839"}} | Airmech | [5 empty] | BACnet MS/TP | 120839 | 11572 | [21 empty] | HLI-44 | Proxied Device | Good | Airmech | 10 | N/A |  |  |  | neptronic_evcbseries | NEPTRONIC-EVCBSERIES
1260 | Building Management System | VAV-840 | VAV-840 | Neptronic | EVCB SERIES | Standard | Serial | VAVCTR | 5 | 5D102 |  |  | Active | Yes | IN-BLR-ANANTA-VAV-840_5 | uuid://70fc53e6-392b-42b6-8860-3663e4e43289 | {"asset":{"guid":"uuid://70fc53e6-392b-42b6-8860-3663e4e43289","site":"in-blr-ananta","name":"vav-840"}} | Airmech | [5 empty] | BACnet MS/TP | 120840 | 11572 | [21 empty] | HLI-44 | Proxied Device | Good | Airmech | 10 | N/A |  |  |  | neptronic_evcbseries | NEPTRONIC-EVCBSERIES
1261 | Building Management System | VAV-841 | VAV-841 | Neptronic | EVCB SERIES | Standard | Serial | VAVCTR | 5 | 5D20 & 5D21 |  |  | Active | Yes | IN-BLR-ANANTA-VAV-841_5 | uuid://a79844fe-af7a-4e12-a016-9e526f813093 | {"asset":{"guid":"uuid://a79844fe-af7a-4e12-a016-9e526f813093","site":"in-blr-ananta","name":"vav-841"}} | Airmech | [5 empty] | BACnet MS/TP | 120841 | 11572 | [21 empty] | HLI-44 | Proxied Device | Good | Airmech | 10 | N/A |  |  |  | neptronic_evcbseries | NEPTRONIC-EVCBSERIES
1262 | Building Management System | VAV-842 | VAV-842 | Neptronic | EVCB SERIES | Standard | Serial | VAVCTR | 5 | C5112 |  |  | Active | Yes | IN-BLR-ANANTA-VAV-842_5 | uuid://a1145976-d47f-4dcc-92c2-da00f3fe4ae8 | {"asset":{"guid":"uuid://a1145976-d47f-4dcc-92c2-da00f3fe4ae8","site":"in-blr-ananta","name":"vav-842"}} | Airmech | [5 empty] | BACnet MS/TP | 120842 | 11572 | [21 empty] | HLI-44 | Proxied Device | Good | Airmech | 10 | N/A |  |  |  | neptronic_evcbseries | NEPTRONIC-EVCBSERIES
1263 | Building Management System | VAV-843 | VAV-843 | Neptronic | EVCB SERIES | Standard | Serial | VAVCTR | 5 | 5D145 |  |  | Active | Yes | IN-BLR-ANANTA-VAV-843_5 | uuid://07b42c43-4572-4ed6-b810-75c0aca4c180 | {"asset":{"guid":"uuid://07b42c43-4572-4ed6-b810-75c0aca4c180","site":"in-blr-ananta","name":"vav-843"}} | Airmech | [5 empty] | BACnet MS/TP | 120843 | 11572 | [21 empty] | HLI-44 | Proxied Device | Good | Airmech | 10 | N/A |  |  |  | neptronic_evcbseries | NEPTRONIC-EVCBSERIES
1264 | Building Management System | VAV-844 | VAV-844 | Neptronic | EVCB SERIES | Standard | Serial | VAVCTR | 5 | 5D22 |  |  | Active | Yes | IN-BLR-ANANTA-VAV-844_5 | uuid://63d327ee-3b5a-4304-b6fe-a024695fa1ae | {"asset":{"guid":"uuid://63d327ee-3b5a-4304-b6fe-a024695fa1ae","site":"in-blr-ananta","name":"vav-844"}} | Airmech | [5 empty] | BACnet MS/TP | 120844 | 11572 | [21 empty] | HLI-44 | Proxied Device | Good | Airmech | 10 | N/A |  |  |  | neptronic_evcbseries | NEPTRONIC-EVCBSERIES
1265 | Building Management System | VAV-845 | VAV-845 | Neptronic | EVCB SERIES | Standard | Serial | VAVCTR | 5 | 5D154 |  |  | Active | Yes | IN-BLR-ANANTA-VAV-845_5 | uuid://b244e111-362b-435e-9d00-16db66dd976c | {"asset":{"guid":"uuid://b244e111-362b-435e-9d00-16db66dd976c","site":"in-blr-ananta","name":"vav-845"}} | Airmech | [5 empty] | BACnet MS/TP | 120845 | 11572 | [21 empty] | HLI-44 | Proxied Device | Good | Airmech | 10 | N/A |  |  |  | neptronic_evcbseries | NEPTRONIC-EVCBSERIES
1266 | Building Management System | VAV-846 | VAV-846 | Neptronic | EVCB SERIES | Standard | Serial | VAVCTR | 5 | 5D23 - 5D24 |  |  | Active | Yes | IN-BLR-ANANTA-VAV-846_5 | uuid://c0d866c4-23eb-4b1c-961b-14f1406cda21 | {"asset":{"guid":"uuid://c0d866c4-23eb-4b1c-961b-14f1406cda21","site":"in-blr-ananta","name":"vav-846"}} | Airmech | [5 empty] | BACnet MS/TP | 120846 | 11572 | [21 empty] | HLI-44 | Proxied Device | Good | Airmech | 10 | N/A |  |  |  | neptronic_evcbseries | NEPTRONIC-EVCBSERIES
1267 | Building Management System | VAV-847 | VAV-847 | Neptronic | EVCB SERIES | Standard | Serial | VAVCTR | 5 | 5D60 |  |  | Active | Yes | IN-BLR-ANANTA-VAV-847_5 | uuid://2b2d0e18-562f-4ffa-beb2-9393218d2df6 | {"asset":{"guid":"uuid://2b2d0e18-562f-4ffa-beb2-9393218d2df6","site":"in-blr-ananta","name":"vav-847"}} | Airmech | [5 empty] | BACnet MS/TP | 120847 | 11572 | [21 empty] | HLI-44 | Proxied Device | Good | Airmech | 10 | N/A |  |  |  | neptronic_evcbseries | NEPTRONIC-EVCBSERIES
1268 | Building Management System | VAV-848 | VAV-848 | Neptronic | EVCB SERIES | Standard | Serial | VAVCTR | 5 | C5121 |  |  | Active | Yes | IN-BLR-ANANTA-VAV-848_5 | uuid://944f7f10-245e-46be-9d78-a0edef852868 | {"asset":{"guid":"uuid://944f7f10-245e-46be-9d78-a0edef852868","site":"in-blr-ananta","name":"vav-848"}} | Airmech | [5 empty] | BACnet MS/TP | 120848 | 11572 | [21 empty] | HLI-44 | Proxied Device | Good | Airmech | 10 | N/A |  |  |  | neptronic_evcbseries | NEPTRONIC-EVCBSERIES
1269 | Building Management System | VAV-849 | VAV-849 | Neptronic | EVCB SERIES | Standard | Serial | VAVCTR | 5 | FA - AHU Room |  |  | Active | Yes | IN-BLR-ANANTA-VAV-849_5 | uuid://ace9b8a9-ae31-4fb2-8bdd-5bb33c0fafa9 | {"asset":{"guid":"uuid://ace9b8a9-ae31-4fb2-8bdd-5bb33c0fafa9","site":"in-blr-ananta","name":"vav-849"}} | Airmech | [5 empty] | BACnet MS/TP | 120849 | 11601 | [21 empty] | HLI-43 | Proxied Device | Good | Airmech | 10 | N/A |  |  |  | neptronic_evcbseries | NEPTRONIC-EVCBSERIES
1270 | Building Management System | VAV-850 | VAV-850 | Neptronic | EVCB SERIES | Standard | Serial | VAVCTR | 5 | 5D36 |  |  | Active | Yes | IN-BLR-ANANTA-VAV-850_5 | uuid://516cb30a-e5b3-4181-bd8b-42f509636812 | {"asset":{"guid":"uuid://516cb30a-e5b3-4181-bd8b-42f509636812","site":"in-blr-ananta","name":"vav-850"}} | Airmech | [5 empty] | BACnet MS/TP | 120850 | 11601 | [21 empty] | HLI-43 | Proxied Device | Good | Airmech | 10 | N/A |  |  |  | neptronic_evcbseries | NEPTRONIC-EVCBSERIES
1271 | Building Management System | VAV-851 | VAV-851 | Neptronic | EVCB SERIES | Standard | Serial | VAVCTR | 5 | 5D35 |  |  | Active | Yes | IN-BLR-ANANTA-VAV-851_5 | uuid://42905ce9-3cff-448b-840e-a28545786bcc | {"asset":{"guid":"uuid://42905ce9-3cff-448b-840e-a28545786bcc","site":"in-blr-ananta","name":"vav-851"}} | Airmech | [5 empty] | BACnet MS/TP | 120851 | 11601 | [21 empty] | HLI-43 | Proxied Device | Good | Airmech | 10 | N/A |  |  |  | neptronic_evcbseries | NEPTRONIC-EVCBSERIES
1272 | Building Management System | VAV-852 | VAV-852 | Neptronic | EVCB SERIES | Standard | Serial | VAVCTR | 5 | 5D2 |  |  | Active | Yes | IN-BLR-ANANTA-VAV-852_5 | uuid://e2f0b5ff-b568-49b6-8d8b-293cedf8832d | {"asset":{"guid":"uuid://e2f0b5ff-b568-49b6-8d8b-293cedf8832d","site":"in-blr-ananta","name":"vav-852"}} | Airmech | [5 empty] | BACnet MS/TP | 120852 | 11601 | [21 empty] | HLI-43 | Proxied Device | Good | Airmech | 10 | N/A |  |  |  | neptronic_evcbseries | NEPTRONIC-EVCBSERIES
1273 | Building Management System | VAV-853 | VAV-853 | Neptronic | EVCB SERIES | Standard | Serial | VAVCTR | 5 | 518 |  |  | Active | Yes | IN-BLR-ANANTA-VAV-853_5 | uuid://bda1c040-3992-46bb-a4b5-89333e79f766 | {"asset":{"guid":"uuid://bda1c040-3992-46bb-a4b5-89333e79f766","site":"in-blr-ananta","name":"vav-853"}} | Airmech | [5 empty] | BACnet MS/TP | 120853 | 11601 | [21 empty] | HLI-43 | Proxied Device | Good | Airmech | 10 | N/A |  |  |  | neptronic_evcbseries | NEPTRONIC-EVCBSERIES
1274 | Building Management System | VAV-854 | VAV-854 | Neptronic | EVCB SERIES | Standard | Serial | VAVCTR | 5 | 5D013 |  |  | Active | Yes | IN-BLR-ANANTA-VAV-854_5 | uuid://b37079c7-60d3-423a-b1a8-f1afdbed2562 | {"asset":{"guid":"uuid://b37079c7-60d3-423a-b1a8-f1afdbed2562","site":"in-blr-ananta","name":"vav-854"}} | Airmech | [5 empty] | BACnet MS/TP | 120854 | 11601 | [21 empty] | HLI-43 | Proxied Device | Good | Airmech | 10 | N/A |  |  |  | neptronic_evcbseries | NEPTRONIC-EVCBSERIES
1275 | Building Management System | VAV-855 | VAV-855 | Neptronic | EVCB SERIES | Standard | Serial | VAVCTR | 5 | 5D024 |  |  | Active | Yes | IN-BLR-ANANTA-VAV-855_5 | uuid://8536de1d-fa0e-466f-bcfc-349fcaaaff66 | {"asset":{"guid":"uuid://8536de1d-fa0e-466f-bcfc-349fcaaaff66","site":"in-blr-ananta","name":"vav-855"}} | Airmech | [5 empty] | BACnet MS/TP | 120855 | 11601 | [21 empty] | HLI-43 | Proxied Device | Good | Airmech | 10 | N/A |  |  |  | neptronic_evcbseries | NEPTRONIC-EVCBSERIES
1276 | Building Management System | VAV-856 | VAV-856 | Neptronic | EVCB SERIES | Standard | Serial | VAVCTR | 5 | 5D025 |  |  | Active | Yes | IN-BLR-ANANTA-VAV-856_5 | uuid://31b8b6e9-b3ef-4a1c-b9f6-bcf5e31da2b6 | {"asset":{"guid":"uuid://31b8b6e9-b3ef-4a1c-b9f6-bcf5e31da2b6","site":"in-blr-ananta","name":"vav-856"}} | Airmech | [5 empty] | BACnet MS/TP | 120856 | 11601 | [21 empty] | HLI-43 | Proxied Device | Good | Airmech | 10 | N/A |  |  |  | neptronic_evcbseries | NEPTRONIC-EVCBSERIES
1277 | Building Management System | VAV-857 | VAV-857 | Neptronic | EVCB SERIES | Standard | Serial | VAVCTR | 5 | 5D041 |  |  | Active | Yes | IN-BLR-ANANTA-VAV-857_5 | uuid://abe44948-b952-488e-bf6c-afe14ab548b5 | {"asset":{"guid":"uuid://abe44948-b952-488e-bf6c-afe14ab548b5","site":"in-blr-ananta","name":"vav-857"}} | Airmech | [5 empty] | BACnet MS/TP | 120857 | 11601 | [21 empty] | HLI-43 | Proxied Device | Good | Airmech | 10 | N/A |  |  |  | neptronic_evcbseries | NEPTRONIC-EVCBSERIES
1278 | Building Management System | VAV-858 | VAV-858 | Neptronic | EVCB SERIES | Standard | Serial | VAVCTR | 5 | C551 |  |  | Active | Yes | IN-BLR-ANANTA-VAV-858_5 | uuid://e06705a3-58c8-4a33-9f81-67aac987f87e | {"asset":{"guid":"uuid://e06705a3-58c8-4a33-9f81-67aac987f87e","site":"in-blr-ananta","name":"vav-858"}} | Airmech | [5 empty] | BACnet MS/TP | 120858 | 11601 | [21 empty] | HLI-43 | Proxied Device | Good | Airmech | 10 | N/A |  |  |  | neptronic_evcbseries | NEPTRONIC-EVCBSERIES
1279 | Building Management System | VAV-859 | VAV-859 | Neptronic | EVCB SERIES | Standard | Serial | VAVCTR | 5 | C526 |  |  | Active | Yes | IN-BLR-ANANTA-VAV-859_5 | uuid://bd513b9b-5502-496a-9d7e-8eb2869861de | {"asset":{"guid":"uuid://bd513b9b-5502-496a-9d7e-8eb2869861de","site":"in-blr-ananta","name":"vav-859"}} | Airmech | [5 empty] | BACnet MS/TP | 120859 | 11601 | [21 empty] | HLI-43 | Proxied Device | Good | Airmech | 10 | N/A |  |  |  | neptronic_evcbseries | NEPTRONIC-EVCBSERIES
1280 | Building Management System | VAV-860 | VAV-860 | Neptronic | EVCB SERIES | Standard | Serial | VAVCTR | 5 | 5A46 |  |  | Active | Yes | IN-BLR-ANANTA-VAV-860_5 | uuid://fab3a723-89e5-45c0-a376-026d42eecf1f | {"asset":{"guid":"uuid://fab3a723-89e5-45c0-a376-026d42eecf1f","site":"in-blr-ananta","name":"vav-860"}} | Airmech | [5 empty] | BACnet MS/TP | 120860 | 11601 | [21 empty] | HLI-43 | Proxied Device | Good | Airmech | 10 | N/A |  |  |  | neptronic_evcbseries | NEPTRONIC-EVCBSERIES
1281 | Building Management System | VAV-861 | VAV-861 | Neptronic | EVCB SERIES | Standard | Serial | VAVCTR | 5 | 5A1 |  |  | Active | Yes | IN-BLR-ANANTA-VAV-861_5 | uuid://59b4a6b3-9ccf-400b-86e2-f1ddb04475b1 | {"asset":{"guid":"uuid://59b4a6b3-9ccf-400b-86e2-f1ddb04475b1","site":"in-blr-ananta","name":"vav-861"}} | Airmech | [5 empty] | BACnet MS/TP | 120861 | 11601 | [21 empty] | HLI-43 | Proxied Device | Good | Airmech | 10 | N/A |  |  |  | neptronic_evcbseries | NEPTRONIC-EVCBSERIES
1282 | Building Management System | VAV-862 | VAV-862 | Neptronic | EVCB SERIES | Standard | Serial | VAVCTR | 5 | C503 |  |  | Active | Yes | IN-BLR-ANANTA-VAV-862_5 | uuid://710c5ed7-c608-4b5e-ade6-a9a938441b43 | {"asset":{"guid":"uuid://710c5ed7-c608-4b5e-ade6-a9a938441b43","site":"in-blr-ananta","name":"vav-862"}} | Airmech | [5 empty] | BACnet MS/TP | 120862 | 11601 | [21 empty] | HLI-43 | Proxied Device | Good | Airmech | 10 | N/A |  |  |  | neptronic_evcbseries | NEPTRONIC-EVCBSERIES
1283 | Building Management System | VAV-863 | VAV-863 | Neptronic | EVCB SERIES | Standard | Serial | VAVCTR | 5 | 5A51 |  |  | Active | Yes | IN-BLR-ANANTA-VAV-863_5 | uuid://4e41e948-26c7-499c-a269-c280b1491d73 | {"asset":{"guid":"uuid://4e41e948-26c7-499c-a269-c280b1491d73","site":"in-blr-ananta","name":"vav-863"}} | Airmech | [5 empty] | BACnet MS/TP | 120863 | 11601 | [21 empty] | HLI-43 | Proxied Device | Good | Airmech | 10 | N/A |  |  |  | neptronic_evcbseries | NEPTRONIC-EVCBSERIES
1284 | Building Management System | VAV-864 | VAV-864 | Neptronic | EVCB SERIES | Standard | Serial | VAVCTR | 5 | 5A2 |  |  | Active | Yes | IN-BLR-ANANTA-VAV-864_5 | uuid://f4f8651f-0785-4a2a-a2b8-f2dd0c4acc1b | {"asset":{"guid":"uuid://f4f8651f-0785-4a2a-a2b8-f2dd0c4acc1b","site":"in-blr-ananta","name":"vav-864"}} | Airmech | [5 empty] | BACnet MS/TP | 120864 | 11601 | [21 empty] | HLI-43 | Proxied Device | Good | Airmech | 10 | N/A |  |  |  | neptronic_evcbseries | NEPTRONIC-EVCBSERIES
1285 | Building Management System | VAV-865 | VAV-865 | Neptronic | EVCB SERIES | Standard | Serial | VAVCTR | 5 | C502 |  |  | Active | Yes | IN-BLR-ANANTA-VAV-865_5 | uuid://32572c73-7989-47f5-8926-faa8b25b1af9 | {"asset":{"guid":"uuid://32572c73-7989-47f5-8926-faa8b25b1af9","site":"in-blr-ananta","name":"vav-865"}} | Airmech | [5 empty] | BACnet MS/TP | 120865 | 11601 | [21 empty] | HLI-43 | Proxied Device | Good | Airmech | 10 | N/A |  |  |  | neptronic_evcbseries | NEPTRONIC-EVCBSERIES
1286 | Building Management System | VAV-866 | VAV-866 | Neptronic | EVCB SERIES | Standard | Serial | VAVCTR | 5 | C529 |  |  | Active | Yes | IN-BLR-ANANTA-VAV-866_5 | uuid://0bcc8d78-8536-4bca-9276-f8a95b2a37cf | {"asset":{"guid":"uuid://0bcc8d78-8536-4bca-9276-f8a95b2a37cf","site":"in-blr-ananta","name":"vav-866"}} | Airmech | [5 empty] | BACnet MS/TP | 120866 | 11601 | [21 empty] | HLI-43 | Proxied Device | Good | Airmech | 10 | N/A |  |  |  | neptronic_evcbseries | NEPTRONIC-EVCBSERIES
1287 | Building Management System | VAV-867 | VAV-867 | Neptronic | EVCB SERIES | Standard | Serial | VAVCTR | 5 | 556 |  |  | Active | Yes | IN-BLR-ANANTA-VAV-867_5 | uuid://8f148e72-c196-4aca-a45e-630a2646ad46 | {"asset":{"guid":"uuid://8f148e72-c196-4aca-a45e-630a2646ad46","site":"in-blr-ananta","name":"vav-867"}} | Airmech | [5 empty] | BACnet MS/TP | 120867 | 11644 | [21 empty] | HLI-45 | Proxied Device | Good | Airmech | 10 | N/A |  |  |  | neptronic_evcbseries | NEPTRONIC-EVCBSERIES
1288 | Building Management System | VAV-868 | VAV-868 | Neptronic | EVCB SERIES | Standard | Serial | VAVCTR | 5 | FA - AHU Room |  |  | Active | Yes | IN-BLR-ANANTA-VAV-868_5 | uuid://46d56b3c-ba2e-4295-b87c-157e841fcbd2 | {"asset":{"guid":"uuid://46d56b3c-ba2e-4295-b87c-157e841fcbd2","site":"in-blr-ananta","name":"vav-868"}} | Airmech | [5 empty] | BACnet MS/TP | 120868 | 11644 | [21 empty] | HLI-45 | Proxied Device | Good | Airmech | 10 | N/A |  |  |  | neptronic_evcbseries | NEPTRONIC-EVCBSERIES
1289 | Building Management System | VAV-869 | VAV-869 | Neptronic | EVCB SERIES | Standard | Serial | VAVCTR | 5 | 5A65 & 5A44 |  |  | Active | Yes | IN-BLR-ANANTA-VAV-869_5 | uuid://44cc482c-cf71-4e96-8964-479b3ae2457a | {"asset":{"guid":"uuid://44cc482c-cf71-4e96-8964-479b3ae2457a","site":"in-blr-ananta","name":"vav-869"}} | Airmech | [5 empty] | BACnet MS/TP | 120869 | 11644 | [21 empty] | HLI-45 | Proxied Device | Good | Airmech | 10 | N/A |  |  |  | neptronic_evcbseries | NEPTRONIC-EVCBSERIES
1290 | Building Management System | VAV-870 | VAV-870 | Neptronic | EVCB SERIES | Standard | Serial | VAVCTR | 5 | 5A119 - W/S |  |  | Active | Yes | IN-BLR-ANANTA-VAV-870_5 | uuid://0ab2772a-e67a-4ddb-a902-8ae3eb8d24b2 | {"asset":{"guid":"uuid://0ab2772a-e67a-4ddb-a902-8ae3eb8d24b2","site":"in-blr-ananta","name":"vav-870"}} | Airmech | [5 empty] | BACnet MS/TP | 120870 | 11644 | [21 empty] | HLI-45 | Proxied Device | Good | Airmech | 10 | N/A |  |  |  | neptronic_evcbseries | NEPTRONIC-EVCBSERIES
1291 | Building Management System | VAV-871 | VAV-871 | Neptronic | EVCB SERIES | Standard | Serial | VAVCTR | 5 | 5A42 - Firdaus |  |  | Active | Yes | IN-BLR-ANANTA-VAV-871_5 | uuid://f10a3f10-2946-4b48-a62f-eb544ae78ed5 | {"asset":{"guid":"uuid://f10a3f10-2946-4b48-a62f-eb544ae78ed5","site":"in-blr-ananta","name":"vav-871"}} | Airmech | [5 empty] | BACnet MS/TP | 120871 | 11644 | [21 empty] | HLI-45 | Proxied Device | Good | Airmech | 10 | N/A |  |  |  | neptronic_evcbseries | NEPTRONIC-EVCBSERIES
1292 | Building Management System | VAV-872 | VAV-872 | Neptronic | EVCB SERIES | Standard | Serial | VAVCTR | 5 | 5A41 - Eka |  |  | Active | Yes | IN-BLR-ANANTA-VAV-872_5 | uuid://fa28ccbd-ec91-4716-8ac0-6fe12e01994c | {"asset":{"guid":"uuid://fa28ccbd-ec91-4716-8ac0-6fe12e01994c","site":"in-blr-ananta","name":"vav-872"}} | Airmech | [5 empty] | BACnet MS/TP | 120872 | 11644 | [21 empty] | HLI-45 | Proxied Device | Good | Airmech | 10 | N/A |  |  |  | neptronic_evcbseries | NEPTRONIC-EVCBSERIES
1293 | Building Management System | VAV-873 | VAV-873 | Neptronic | EVCB SERIES | Standard | Serial | VAVCTR | 5 | 5A37 5A38 |  |  | Active | Yes | IN-BLR-ANANTA-VAV-873_5 | uuid://0113a168-546b-4375-acb0-d89416345afb | {"asset":{"guid":"uuid://0113a168-546b-4375-acb0-d89416345afb","site":"in-blr-ananta","name":"vav-873"}} | Airmech | [5 empty] | BACnet MS/TP | 120873 | 11644 | [21 empty] | HLI-45 | Proxied Device | Good | Airmech | 10 | N/A |  |  |  | neptronic_evcbseries | NEPTRONIC-EVCBSERIES
1294 | Building Management System | VAV-874 | VAV-874 | Neptronic | EVCB SERIES | Standard | Serial | VAVCTR | 5 | 5A39 |  |  | Active | Yes | IN-BLR-ANANTA-VAV-874_5 | uuid://d8823aa4-1a4e-4534-a52e-40189788be51 | {"asset":{"guid":"uuid://d8823aa4-1a4e-4534-a52e-40189788be51","site":"in-blr-ananta","name":"vav-874"}} | Airmech | [5 empty] | BACnet MS/TP | 120874 | 11644 | [21 empty] | HLI-45 | Proxied Device | Good | Airmech | 10 | N/A |  |  |  | neptronic_evcbseries | NEPTRONIC-EVCBSERIES
1295 | Building Management System | VAV-875 | VAV-875 | Neptronic | EVCB SERIES | Standard | Serial | VAVCTR | 5 | 5A35 |  |  | Active | Yes | IN-BLR-ANANTA-VAV-875_5 | uuid://7d2160d1-ef45-4046-a6d6-3f0bea9d4833 | {"asset":{"guid":"uuid://7d2160d1-ef45-4046-a6d6-3f0bea9d4833","site":"in-blr-ananta","name":"vav-875"}} | Airmech | [5 empty] | BACnet MS/TP | 120875 | 11644 | [21 empty] | HLI-45 | Proxied Device | Good | Airmech | 10 | N/A |  |  |  | neptronic_evcbseries | NEPTRONIC-EVCBSERIES
1296 | Building Management System | VAV-876 | VAV-876 | Neptronic | EVCB SERIES | Standard | Serial | VAVCTR | 5 | 5A36 |  |  | Active | Yes | IN-BLR-ANANTA-VAV-876_5 | uuid://3aa419b8-3ccd-4650-896b-02ca3f19dadc | {"asset":{"guid":"uuid://3aa419b8-3ccd-4650-896b-02ca3f19dadc","site":"in-blr-ananta","name":"vav-876"}} | Airmech | [5 empty] | BACnet MS/TP | 120876 | 11644 | [21 empty] | HLI-45 | Proxied Device | Good | Airmech | 10 | N/A |  |  |  | neptronic_evcbseries | NEPTRONIC-EVCBSERIES
1297 | Building Management System | VAV-877 | VAV-877 | Neptronic | EVCB SERIES | Standard | Serial | VAVCTR | 5 | 5A31 & 5A32 |  |  | Active | Yes | IN-BLR-ANANTA-VAV-877_5 | uuid://7da86d25-da94-4f3d-afd3-e52344f9eab6 | {"asset":{"guid":"uuid://7da86d25-da94-4f3d-afd3-e52344f9eab6","site":"in-blr-ananta","name":"vav-877"}} | Airmech | [5 empty] | BACnet MS/TP | 120877 | 11644 | [21 empty] | HLI-45 | Proxied Device | Good | Airmech | 10 | N/A |  |  |  | neptronic_evcbseries | NEPTRONIC-EVCBSERIES
1298 | Building Management System | VAV-878 | VAV-878 | Neptronic | EVCB SERIES | Standard | Serial | VAVCTR | 5 | 5A67 |  |  | Active | Yes | IN-BLR-ANANTA-VAV-878_5 | uuid://f64be95d-3e55-4119-9470-b074f07d2865 | {"asset":{"guid":"uuid://f64be95d-3e55-4119-9470-b074f07d2865","site":"in-blr-ananta","name":"vav-878"}} | Airmech | [5 empty] | BACnet MS/TP | 120878 | 11644 | [21 empty] | HLI-45 | Proxied Device | Good | Airmech | 10 | N/A |  |  |  | neptronic_evcbseries | NEPTRONIC-EVCBSERIES
1299 | Building Management System | VAV-879 | VAV-879 | Neptronic | EVCB SERIES | Standard | Serial | VAVCTR | 5 | 5A68 |  |  | Active | Yes | IN-BLR-ANANTA-VAV-879_5 | uuid://370d1209-b7e9-4109-ab6f-cca87a612915 | {"asset":{"guid":"uuid://370d1209-b7e9-4109-ab6f-cca87a612915","site":"in-blr-ananta","name":"vav-879"}} | Airmech | [5 empty] | BACnet MS/TP | 120879 | 11644 | [21 empty] | HLI-45 | Proxied Device | Good | Airmech | 10 | N/A |  |  |  | neptronic_evcbseries | NEPTRONIC-EVCBSERIES
1300 | Building Management System | VAV-880 | VAV-880 | Neptronic | EVCB SERIES | Standard | Serial | VAVCTR | 5 | 5A084 |  |  | Active | Yes | IN-BLR-ANANTA-VAV-880_5 | uuid://7a44bacd-98d4-4a0e-b899-612f0144b35e | {"asset":{"guid":"uuid://7a44bacd-98d4-4a0e-b899-612f0144b35e","site":"in-blr-ananta","name":"vav-880"}} | Airmech | [5 empty] | BACnet MS/TP | 120880 | 11644 | [21 empty] | HLI-45 | Proxied Device | Good | Airmech | 10 | N/A |  |  |  | neptronic_evcbseries | NEPTRONIC-EVCBSERIES
1301 | Building Management System | VAV-881 | VAV-881 | Neptronic | EVCB SERIES | Standard | Serial | VAVCTR | 5 | 5A084 |  |  | Active | Yes | IN-BLR-ANANTA-VAV-881_5 | uuid://3d1c9911-baaf-41a4-8081-06abbea4e95d | {"asset":{"guid":"uuid://3d1c9911-baaf-41a4-8081-06abbea4e95d","site":"in-blr-ananta","name":"vav-881"}} | Airmech | [5 empty] | BACnet MS/TP | 120881 | 11644 | [21 empty] | HLI-45 | Proxied Device | Good | Airmech | 10 | N/A |  |  |  | neptronic_evcbseries | NEPTRONIC-EVCBSERIES
1302 | Building Management System | VAV-882 | VAV-882 | Neptronic | EVCB SERIES | Standard | Serial | VAVCTR | 5 | 5A62 |  |  | Active | Yes | IN-BLR-ANANTA-VAV-882_5 | uuid://2a80724f-00e6-4166-bdfd-fada043320f7 | {"asset":{"guid":"uuid://2a80724f-00e6-4166-bdfd-fada043320f7","site":"in-blr-ananta","name":"vav-882"}} | Airmech | [5 empty] | BACnet MS/TP | 120882 | 11644 | [21 empty] | HLI-45 | Proxied Device | Good | Airmech | 10 | N/A |  |  |  | neptronic_evcbseries | NEPTRONIC-EVCBSERIES
1303 | Building Management System | VAV-883 | VAV-883 | Neptronic | EVCB SERIES | Standard | Serial | VAVCTR | 5 | 5A060 |  |  | Active | Yes | IN-BLR-ANANTA-VAV-883_5 | uuid://eaf44ef4-37ad-46f9-ab76-d35e22acfeba | {"asset":{"guid":"uuid://eaf44ef4-37ad-46f9-ab76-d35e22acfeba","site":"in-blr-ananta","name":"vav-883"}} | Airmech | [5 empty] | BACnet MS/TP | 120883 | 11644 | [21 empty] | HLI-45 | Proxied Device | Good | Airmech | 10 | N/A |  |  |  | neptronic_evcbseries | NEPTRONIC-EVCBSERIES
1304 | Building Management System | VAV-884 | VAV-884 | Neptronic | EVCB SERIES | Standard | Serial | VAVCTR | 5 | 5A24 & 5A25 |  |  | Active | Yes | IN-BLR-ANANTA-VAV-884_5 | uuid://c9362344-c8e4-4c3b-a1bc-be9f1215d1c1 | {"asset":{"guid":"uuid://c9362344-c8e4-4c3b-a1bc-be9f1215d1c1","site":"in-blr-ananta","name":"vav-884"}} | Airmech | [5 empty] | BACnet MS/TP | 120884 | 11644 | [21 empty] | HLI-45 | Proxied Device | Good | Airmech | 10 | N/A |  |  |  | neptronic_evcbseries | NEPTRONIC-EVCBSERIES
1305 | Building Management System | VAV-885 | VAV-885 | Neptronic | EVCB SERIES | Standard | Serial | VAVCTR | 5 | C530 |  |  | Active | Yes | IN-BLR-ANANTA-VAV-885_5 | uuid://cddd89ab-70a9-4244-bb62-6c7d8ad20b40 | {"asset":{"guid":"uuid://cddd89ab-70a9-4244-bb62-6c7d8ad20b40","site":"in-blr-ananta","name":"vav-885"}} | Airmech | [5 empty] | BACnet MS/TP | 120885 | 11574 | [21 empty] | HLI-45 | Proxied Device | Good | Airmech | 10 | N/A |  |  |  | neptronic_evcbseries | NEPTRONIC-EVCBSERIES
1306 | Building Management System | VAV-886 | VAV-886 | Neptronic | EVCB SERIES | Standard | Serial | VAVCTR | 5 | 5A68 |  |  | Active | Yes | IN-BLR-ANANTA-VAV-886_5 | uuid://ad768997-cca1-43b9-89d8-e544390fa666 | {"asset":{"guid":"uuid://ad768997-cca1-43b9-89d8-e544390fa666","site":"in-blr-ananta","name":"vav-886"}} | Airmech | [5 empty] | BACnet MS/TP | 120886 | 11574 | [21 empty] | HLI-45 | Proxied Device | Good | Airmech | 10 | N/A |  |  |  | neptronic_evcbseries | NEPTRONIC-EVCBSERIES
1307 | Building Management System | VAV-887 | VAV-887 | Neptronic | EVCB SERIES | Standard | Serial | VAVCTR | 5 | 5A27 |  |  | Active | Yes | IN-BLR-ANANTA-VAV-887_5 | uuid://95c88ed0-3304-48d4-93b0-9bc56b2c3c00 | {"asset":{"guid":"uuid://95c88ed0-3304-48d4-93b0-9bc56b2c3c00","site":"in-blr-ananta","name":"vav-887"}} | Airmech | [5 empty] | BACnet MS/TP | 120887 | 11574 | [21 empty] | HLI-45 | Proxied Device | Good | Airmech | 10 | N/A |  |  |  | neptronic_evcbseries | NEPTRONIC-EVCBSERIES
1308 | Building Management System | VAV-888 | VAV-888 | Neptronic | EVCB SERIES | Standard | Serial | VAVCTR | 5 | 5A20 & 5A21 |  |  | Active | Yes | IN-BLR-ANANTA-VAV-888_5 | uuid://81475a49-4f5a-4475-abdf-d217f28108dc | {"asset":{"guid":"uuid://81475a49-4f5a-4475-abdf-d217f28108dc","site":"in-blr-ananta","name":"vav-888"}} | Airmech | [5 empty] | BACnet MS/TP | 120888 | 11574 | [21 empty] | HLI-45 | Proxied Device | Good | Airmech | 10 | N/A |  |  |  | neptronic_evcbseries | NEPTRONIC-EVCBSERIES
1309 | Building Management System | VAV-889 | VAV-889 | Neptronic | EVCB SERIES | Standard | Serial | VAVCTR | 5 | 5A22 & 5A23 |  |  | Active | Yes | IN-BLR-ANANTA-VAV-889_5 | uuid://0e4a0934-fcc4-4ea4-bbb7-d8ee94930999 | {"asset":{"guid":"uuid://0e4a0934-fcc4-4ea4-bbb7-d8ee94930999","site":"in-blr-ananta","name":"vav-889"}} | Airmech | [5 empty] | BACnet MS/TP | 120889 | 11574 | [21 empty] | HLI-45 | Proxied Device | Good | Airmech | 10 | N/A |  |  |  | neptronic_evcbseries | NEPTRONIC-EVCBSERIES
1310 | Building Management System | VAV-890 | VAV-890 | Neptronic | EVCB SERIES | Standard | Serial | VAVCTR | 5 | 5A020 |  |  | Active | Yes | IN-BLR-ANANTA-VAV-890_5 | uuid://b58bf5b2-efac-49f4-ac53-3a87f17db74e | {"asset":{"guid":"uuid://b58bf5b2-efac-49f4-ac53-3a87f17db74e","site":"in-blr-ananta","name":"vav-890"}} | Airmech | [5 empty] | BACnet MS/TP | 120890 | 11574 | [21 empty] | HLI-45 | Proxied Device | Good | Airmech | 10 | N/A |  |  |  | neptronic_evcbseries | NEPTRONIC-EVCBSERIES
1311 | Building Management System | VAV-891 | VAV-891 | Neptronic | EVCB SERIES | Standard | Serial | VAVCTR | 5 | 5A018 |  |  | Active | Yes | IN-BLR-ANANTA-VAV-891_5 | uuid://6e5c9d2d-8c9b-4c83-91d5-9dc4076eb990 | {"asset":{"guid":"uuid://6e5c9d2d-8c9b-4c83-91d5-9dc4076eb990","site":"in-blr-ananta","name":"vav-891"}} | Airmech | [5 empty] | BACnet MS/TP | 120891 | 11574 | [21 empty] | HLI-45 | Proxied Device | Good | Airmech | 10 | N/A |  |  |  | neptronic_evcbseries | NEPTRONIC-EVCBSERIES
1312 | Building Management System | VAV-892 | VAV-892 | Neptronic | EVCB SERIES | Standard | Serial | VAVCTR | 5 | 5A14 & 5A15 |  |  | Active | Yes | IN-BLR-ANANTA-VAV-892_5 | uuid://3752c60f-fd60-4659-8f50-f3c20becc260 | {"asset":{"guid":"uuid://3752c60f-fd60-4659-8f50-f3c20becc260","site":"in-blr-ananta","name":"vav-892"}} | Airmech | [5 empty] | BACnet MS/TP | 120892 | 11574 | [21 empty] | HLI-45 | Proxied Device | Good | Airmech | 10 | N/A |  |  |  | neptronic_evcbseries | NEPTRONIC-EVCBSERIES
1313 | Building Management System | VAV-893 | VAV-893 | Neptronic | EVCB SERIES | Standard | Serial | VAVCTR | 5 | 5A13 |  |  | Active | Yes | IN-BLR-ANANTA-VAV-893_5 | uuid://ca879102-c434-486b-8656-b029a69e8df2 | {"asset":{"guid":"uuid://ca879102-c434-486b-8656-b029a69e8df2","site":"in-blr-ananta","name":"vav-893"}} | Airmech | [5 empty] | BACnet MS/TP | 120893 | 11574 | [21 empty] | HLI-45 | Proxied Device | Good | Airmech | 10 | N/A |  |  |  | neptronic_evcbseries | NEPTRONIC-EVCBSERIES
1314 | Building Management System | VAV-894 | VAV-894 | Neptronic | EVCB SERIES | Standard | Serial | VAVCTR | 5 | 5A18 & 5A19 |  |  | Active | Yes | IN-BLR-ANANTA-VAV-894_5 | uuid://cb507ede-f7dd-4b6e-ad0d-fd211ff8c070 | {"asset":{"guid":"uuid://cb507ede-f7dd-4b6e-ad0d-fd211ff8c070","site":"in-blr-ananta","name":"vav-894"}} | Airmech | [5 empty] | BACnet MS/TP | 120894 | 11574 | [21 empty] | HLI-45 | Proxied Device | Good | Airmech | 10 | N/A |  |  |  | neptronic_evcbseries | NEPTRONIC-EVCBSERIES
1315 | Building Management System | VAV-895 | VAV-895 | Neptronic | EVCB SERIES | Standard | Serial | VAVCTR | 5 | C500 |  |  | Active | Yes | IN-BLR-ANANTA-VAV-895_5 | uuid://481cf5f3-ad1f-427f-af34-cddaa5de629a | {"asset":{"guid":"uuid://481cf5f3-ad1f-427f-af34-cddaa5de629a","site":"in-blr-ananta","name":"vav-895"}} | Airmech | [5 empty] | BACnet MS/TP | 120895 | 11574 | [21 empty] | HLI-45 | Proxied Device | Good | Airmech | 10 | N/A |  |  |  | neptronic_evcbseries | NEPTRONIC-EVCBSERIES
1316 | Building Management System | VAV-896 | VAV-896 | Neptronic | EVCB SERIES | Standard | Serial | VAVCTR | 5 | 5A4 |  |  | Active | Yes | IN-BLR-ANANTA-VAV-896_5 | uuid://433716f9-5fdb-46ea-ad60-b5c845a27636 | {"asset":{"guid":"uuid://433716f9-5fdb-46ea-ad60-b5c845a27636","site":"in-blr-ananta","name":"vav-896"}} | Airmech | [5 empty] | BACnet MS/TP | 120896 | 11574 | [21 empty] | HLI-45 | Proxied Device | Good | Airmech | 10 | N/A |  |  |  | neptronic_evcbseries | NEPTRONIC-EVCBSERIES
1317 | Building Management System | VAV-897 | VAV-897 | Neptronic | EVCB SERIES | Standard | Serial | VAVCTR | 5 | 5A3 |  |  | Active | Yes | IN-BLR-ANANTA-VAV-897_5 | uuid://beddc9b0-0256-4d5e-9b1d-2c4b6561adf4 | {"asset":{"guid":"uuid://beddc9b0-0256-4d5e-9b1d-2c4b6561adf4","site":"in-blr-ananta","name":"vav-897"}} | Airmech | [5 empty] | BACnet MS/TP | 120897 | 11574 | [21 empty] | HLI-45 | Proxied Device | Good | Airmech | 10 | N/A |  |  |  | neptronic_evcbseries | NEPTRONIC-EVCBSERIES
1318 | Building Management System | VAV-898 | VAV-898 | Neptronic | EVCB SERIES | Standard | Serial | VAVCTR | 5 | 5A011 |  |  | Active | Yes | IN-BLR-ANANTA-VAV-898_5 | uuid://f9697063-5222-4255-9d1b-4548cc4a6bbf | {"asset":{"guid":"uuid://f9697063-5222-4255-9d1b-4548cc4a6bbf","site":"in-blr-ananta","name":"vav-898"}} | Airmech | [5 empty] | BACnet MS/TP | 120898 | 11574 | [21 empty] | HLI-45 | Proxied Device | Good | Airmech | 10 | N/A |  |  |  | neptronic_evcbseries | NEPTRONIC-EVCBSERIES
1319 | Building Management System | VAV-899 | VAV-899 | Neptronic | EVCB SERIES | Standard | Serial | VAVCTR | 5 | 5A12 |  |  | Active | Yes | IN-BLR-ANANTA-VAV-899_5 | uuid://131e6fc3-b46f-4f00-8105-905a29fef731 | {"asset":{"guid":"uuid://131e6fc3-b46f-4f00-8105-905a29fef731","site":"in-blr-ananta","name":"vav-899"}} | Airmech | [5 empty] | BACnet MS/TP | 120899 | 11574 | [21 empty] | HLI-45 | Proxied Device | Good | Airmech | 10 | N/A |  |  |  | neptronic_evcbseries | NEPTRONIC-EVCBSERIES
1320 | Building Management System | VAV-900 | VAV-900 | Neptronic | EVCB SERIES | Standard | Serial | VAVCTR | 5 | 5A11 |  |  | Active | Yes | IN-BLR-ANANTA-VAV-900_5 | uuid://4b56ceb5-a89f-4988-ae87-f45a09dede42 | {"asset":{"guid":"uuid://4b56ceb5-a89f-4988-ae87-f45a09dede42","site":"in-blr-ananta","name":"vav-900"}} | Airmech | [5 empty] | BACnet MS/TP | 120900 | 11574 | [21 empty] | HLI-45 | Proxied Device | Good | Airmech | 10 | N/A |  |  |  | neptronic_evcbseries | NEPTRONIC-EVCBSERIES
1321 | Building Management System | VAV-901 | VAV-901 | Neptronic | EVCB SERIES | Standard | Serial | VAVCTR | 5 | 5A5 |  |  | Active | Yes | IN-BLR-ANANTA-VAV-901_5 | uuid://02f32ee2-116d-4ca5-a545-772752eae651 | {"asset":{"guid":"uuid://02f32ee2-116d-4ca5-a545-772752eae651","site":"in-blr-ananta","name":"vav-901"}} | Airmech | [5 empty] | BACnet MS/TP | 120901 | 11574 | [21 empty] | HLI-45 | Proxied Device | Good | Airmech | 10 | N/A |  |  |  | neptronic_evcbseries | NEPTRONIC-EVCBSERIES
1322 | Building Management System | VAV-902 | VAV-902 | Neptronic | EVCB SERIES | Standard | Serial | VAVCTR | 5 | 5A47 |  |  | Active | Yes | IN-BLR-ANANTA-VAV-902_5 | uuid://f4b93b07-ef28-43da-9545-afb6f9107965 | {"asset":{"guid":"uuid://f4b93b07-ef28-43da-9545-afb6f9107965","site":"in-blr-ananta","name":"vav-902"}} | Airmech | [5 empty] | BACnet MS/TP | 120902 | 11574 | [21 empty] | HLI-45 | Proxied Device | Good | Airmech | 10 | N/A |  |  |  | neptronic_evcbseries | NEPTRONIC-EVCBSERIES
1323 | Building Management System | VAV-903 | VAV-903 | Neptronic | EVCB SERIES | Standard | Serial | VAVCTR | 5 | 5A6 |  |  | Active | Yes | IN-BLR-ANANTA-VAV-903_5 | uuid://1b3e22c1-e55d-4c98-8b85-a55da86eb9c5 | {"asset":{"guid":"uuid://1b3e22c1-e55d-4c98-8b85-a55da86eb9c5","site":"in-blr-ananta","name":"vav-903"}} | Airmech | [5 empty] | BACnet MS/TP | 120903 | 11574 | [21 empty] | HLI-45 | Proxied Device | Good | Airmech | 10 | N/A |  |  |  | neptronic_evcbseries | NEPTRONIC-EVCBSERIES
1324 | Building Management System | VAV-904 | VAV-904 | Neptronic | EVCB SERIES | Standard | Serial | VAVCTR | M |  |  |  | Active | Yes | IN-BLR-ANANTA-VAV-904_M | uuid://8402d3b0-d350-41d7-9a86-0ee258e3b24d | {"asset":{"guid":"uuid://8402d3b0-d350-41d7-9a86-0ee258e3b24d","site":"in-blr-ananta","name":"vav-904"}} | Airmech | [5 empty] | BACnet MS/TP | 120904 | 11693 | [21 empty] | HLI-101 | Proxied Device | Good | Airmech | 10 | N/A |  |  |  | neptronic_evcbseries | NEPTRONIC-EVCBSERIES
1325 | Building Management System | VAV-905 | VAV-905 | Neptronic | EVCB SERIES | Standard | Serial | VAVCTR | M |  |  |  | Active | Yes | IN-BLR-ANANTA-VAV-905_M | uuid://e48b4d49-4d62-4c4b-9ec4-61c63f51cb78 | {"asset":{"guid":"uuid://e48b4d49-4d62-4c4b-9ec4-61c63f51cb78","site":"in-blr-ananta","name":"vav-905"}} | Airmech | [5 empty] | BACnet MS/TP | 120905 | 11693 | [21 empty] | HLI-101 | Proxied Device | Good | Airmech | 10 | N/A |  |  |  | neptronic_evcbseries | NEPTRONIC-EVCBSERIES
1326 | Building Management System | VAV-906 | VAV-906 | Neptronic | EVCB SERIES | Standard | Serial | VAVCTR | M |  |  |  | Active | Yes | IN-BLR-ANANTA-VAV-906_M | uuid://27e7d5eb-732c-4583-8bde-d96a7087e67e | {"asset":{"guid":"uuid://27e7d5eb-732c-4583-8bde-d96a7087e67e","site":"in-blr-ananta","name":"vav-906"}} | Airmech | [5 empty] | BACnet MS/TP | 120906 | 11693 | [21 empty] | HLI-101 | Proxied Device | Good | Airmech | 10 | N/A |  |  |  | neptronic_evcbseries | NEPTRONIC-EVCBSERIES
1327 | Building Management System | VAV-907 | VAV-907 | Neptronic | EVCB SERIES | Standard | Serial | VAVCTR | M |  |  |  | Active | Yes | IN-BLR-ANANTA-VAV-907_M | uuid://4c58d863-5439-4f58-881b-5d38039f0fa8 | {"asset":{"guid":"uuid://4c58d863-5439-4f58-881b-5d38039f0fa8","site":"in-blr-ananta","name":"vav-907"}} | Airmech | [5 empty] | BACnet MS/TP | 120907 | 11693 | [21 empty] | HLI-101 | Proxied Device | Good | Airmech | 10 | N/A |  |  |  | neptronic_evcbseries | NEPTRONIC-EVCBSERIES
1328 | Building Management System | VAV-908 | VAV-908 | Neptronic | EVCB SERIES | Standard | Serial | VAVCTR | M |  |  |  | Active | Yes | IN-BLR-ANANTA-VAV-908_M | uuid://7b4522d0-2ab1-4943-b30e-f4eb8c15e526 | {"asset":{"guid":"uuid://7b4522d0-2ab1-4943-b30e-f4eb8c15e526","site":"in-blr-ananta","name":"vav-908"}} | Airmech | [5 empty] | BACnet MS/TP | 120908 | 11693 | [21 empty] | HLI-101 | Proxied Device | Good | Airmech | 10 | N/A |  |  |  | neptronic_evcbseries | NEPTRONIC-EVCBSERIES
1329 | Building Management System | VAV-909 | VAV-909 | Neptronic | EVCB SERIES | Standard | Serial | VAVCTR | M |  |  |  | Active | Yes | IN-BLR-ANANTA-VAV-909_M | uuid://22a1a332-cb7f-44df-9c81-f2bd038e8d89 | {"asset":{"guid":"uuid://22a1a332-cb7f-44df-9c81-f2bd038e8d89","site":"in-blr-ananta","name":"vav-909"}} | Airmech | [5 empty] | BACnet MS/TP | 120909 | 11693 | [21 empty] | HLI-101 | Proxied Device | Good | Airmech | 10 | N/A |  |  |  | neptronic_evcbseries | NEPTRONIC-EVCBSERIES
1330 | Building Management System | VAV-910 | VAV-910 | Neptronic | EVCB SERIES | Standard | Serial | VAVCTR | 6 | 682 |  |  | Active | Yes | IN-BLR-ANANTA-VAV-910_6 | uuid://6c408452-98aa-4c2b-8f06-42af89425597 | {"asset":{"guid":"uuid://6c408452-98aa-4c2b-8f06-42af89425597","site":"in-blr-ananta","name":"vav-910"}} | KNND | [5 empty] | BACnet MS/TP | 120910 | 11618 | [21 empty] | HLI-56 | Proxied Device | Good | KNND | 10 | N/A |  |  |  | neptronic_evcbseries | NEPTRONIC-EVCBSERIES
1331 | Building Management System | VAV-911 | VAV-911 | Neptronic | EVCB SERIES | Standard | Serial | VAVCTR | 6 | 6D248 |  |  | Active | Yes | IN-BLR-ANANTA-VAV-911_6 | uuid://045598dc-9681-4db0-93c0-01c1ec1f822c | {"asset":{"guid":"uuid://045598dc-9681-4db0-93c0-01c1ec1f822c","site":"in-blr-ananta","name":"vav-911"}} | KNND | [5 empty] | BACnet MS/TP | 120911 | 11617 | [21 empty] | HLI-56 | Proxied Device | Good | KNND | 10 | N/A |  |  |  | neptronic_evcbseries | NEPTRONIC-EVCBSERIES
1332 | Building Management System | VAV-912 | VAV-912 | Neptronic | EVCB SERIES | Standard | Serial | VAVCTR | 6 | 6D48 |  |  | Active | Yes | IN-BLR-ANANTA-VAV-912_6 | uuid://25e1fb42-3131-4c1d-a865-a108b72c8ce9 | {"asset":{"guid":"uuid://25e1fb42-3131-4c1d-a865-a108b72c8ce9","site":"in-blr-ananta","name":"vav-912"}} | KNND | [5 empty] | BACnet MS/TP | 120912 | 11618 | [21 empty] | HLI-56 | Proxied Device | Good | KNND | 10 | N/A |  |  |  | neptronic_evcbseries | NEPTRONIC-EVCBSERIES
1333 | Building Management System | VAV-913 | VAV-913 | Neptronic | EVCB SERIES | Standard | Serial | VAVCTR | 6 | 6D259 |  |  | Active | Yes | IN-BLR-ANANTA-VAV-913_6 | uuid://20c798b4-0a7d-44be-a3ad-1d7731164380 | {"asset":{"guid":"uuid://20c798b4-0a7d-44be-a3ad-1d7731164380","site":"in-blr-ananta","name":"vav-913"}} | KNND | [5 empty] | BACnet MS/TP | 120913 | 11617 | [21 empty] | HLI-56 | Proxied Device | Good | KNND | 10 | N/A |  |  |  | neptronic_evcbseries | NEPTRONIC-EVCBSERIES
1334 | Building Management System | VAV-914 | VAV-914 | Neptronic | EVCB SERIES | Standard | Serial | VAVCTR | 6 | 6D262 |  |  | Active | Yes | IN-BLR-ANANTA-VAV-914_6 | uuid://a88fde70-5d7d-4338-ba7d-946a94a372cd | {"asset":{"guid":"uuid://a88fde70-5d7d-4338-ba7d-946a94a372cd","site":"in-blr-ananta","name":"vav-914"}} | KNND | [5 empty] | BACnet MS/TP | 120914 | 11617 | [21 empty] | HLI-56 | Proxied Device | Good | KNND | 10 | N/A |  |  |  | neptronic_evcbseries | NEPTRONIC-EVCBSERIES
1335 | Building Management System | VAV-915 | VAV-915 | Neptronic | EVCB SERIES | Standard | Serial | VAVCTR | 6 | 6D288 |  |  | Active | Yes | IN-BLR-ANANTA-VAV-915_6 | uuid://0a4a6aef-0ffb-4797-9fcc-9f3a2d7175c2 | {"asset":{"guid":"uuid://0a4a6aef-0ffb-4797-9fcc-9f3a2d7175c2","site":"in-blr-ananta","name":"vav-915"}} | KNND | [5 empty] | BACnet MS/TP | 120915 | 11617 | [21 empty] | HLI-56 | Proxied Device | Good | KNND | 10 | N/A |  |  |  | neptronic_evcbseries | NEPTRONIC-EVCBSERIES
1336 | Building Management System | VAV-916 | VAV-916 | Neptronic | EVCB SERIES | Standard | Serial | VAVCTR | 6 | 6I21 |  |  | Active | Yes | IN-BLR-ANANTA-VAV-916_6 | uuid://caa25792-1edd-4eb5-a517-f90c56d7889d | {"asset":{"guid":"uuid://caa25792-1edd-4eb5-a517-f90c56d7889d","site":"in-blr-ananta","name":"vav-916"}} | KNND | [5 empty] | BACnet MS/TP | 120916 | 11617 | [21 empty] | HLI-56 | Proxied Device | Good | KNND | 10 | N/A |  |  |  | neptronic_evcbseries | NEPTRONIC-EVCBSERIES
1337 | Building Management System | VAV-917 | VAV-917 | Neptronic | EVCB SERIES | Standard | Serial | VAVCTR | 6 | 6D47 |  |  | Active | Yes | IN-BLR-ANANTA-VAV-917_6 | uuid://7c25b213-dc06-4ac0-b882-9a707ddb7b71 | {"asset":{"guid":"uuid://7c25b213-dc06-4ac0-b882-9a707ddb7b71","site":"in-blr-ananta","name":"vav-917"}} | KNND | [5 empty] | BACnet MS/TP | 120917 | 11617 | [21 empty] | HLI-56 | Proxied Device | Good | KNND | 10 | N/A |  |  |  | neptronic_evcbseries | NEPTRONIC-EVCBSERIES
1338 | Building Management System | VAV-918 | VAV-918 | Neptronic | EVCB SERIES | Standard | Serial | VAVCTR | 6 | 6D46 |  |  | Active | Yes | IN-BLR-ANANTA-VAV-918_6 | uuid://3eedd337-2979-4b08-bdca-52380f27d18f | {"asset":{"guid":"uuid://3eedd337-2979-4b08-bdca-52380f27d18f","site":"in-blr-ananta","name":"vav-918"}} | KNND | [5 empty] | BACnet MS/TP | 120918 | 11617 | [21 empty] | HLI-56 | Proxied Device | Good | KNND | 10 | N/A |  |  |  | neptronic_evcbseries | NEPTRONIC-EVCBSERIES
1339 | Building Management System | VAV-919 | VAV-919 | Neptronic | EVCB SERIES | Standard | Serial | VAVCTR | 6 | 6D45 |  |  | Active | Yes | IN-BLR-ANANTA-VAV-919_6 | uuid://56a800e9-fcf2-47b2-9473-39b47d163a22 | {"asset":{"guid":"uuid://56a800e9-fcf2-47b2-9473-39b47d163a22","site":"in-blr-ananta","name":"vav-919"}} | KNND | [5 empty] | BACnet MS/TP | 120919 | 11617 | [21 empty] | HLI-56 | Proxied Device | Good | KNND | 10 | N/A |  |  |  | neptronic_evcbseries | NEPTRONIC-EVCBSERIES
1340 | Building Management System | VAV-920 | VAV-920 | Neptronic | EVCB SERIES | Standard | Serial | VAVCTR | 6 | 6D288 |  |  | Active | Yes | IN-BLR-ANANTA-VAV-920_6 | uuid://01c58f97-74da-4f78-a025-116198945908 | {"asset":{"guid":"uuid://01c58f97-74da-4f78-a025-116198945908","site":"in-blr-ananta","name":"vav-920"}} | KNND | [5 empty] | BACnet MS/TP | 120920 | 11617 | [21 empty] | HLI-56 | Proxied Device | Good | KNND | 10 | N/A |  |  |  | neptronic_evcbseries | NEPTRONIC-EVCBSERIES
1341 | Building Management System | VAV-921 | VAV-921 | Neptronic | EVCB SERIES | Standard | Serial | VAVCTR | 6 | 6D301 |  |  | Active | Yes | IN-BLR-ANANTA-VAV-921_6 | uuid://00fa3a04-caa8-45c6-8f97-d5dff1e17cf7 | {"asset":{"guid":"uuid://00fa3a04-caa8-45c6-8f97-d5dff1e17cf7","site":"in-blr-ananta","name":"vav-921"}} | KNND | [5 empty] | BACnet MS/TP | 120921 | 11617 | [21 empty] | HLI-56 | Proxied Device | Good | KNND | 10 | N/A |  |  |  | neptronic_evcbseries | NEPTRONIC-EVCBSERIES
1342 | Building Management System | VAV-922 | VAV-922 | Neptronic | EVCB SERIES | Standard | Serial | VAVCTR | 6 | 6D302 |  |  | Active | Yes | IN-BLR-ANANTA-VAV-922_6 | uuid://9c670faa-7b30-4c66-bc02-34d0ff470130 | {"asset":{"guid":"uuid://9c670faa-7b30-4c66-bc02-34d0ff470130","site":"in-blr-ananta","name":"vav-922"}} | KNND | [5 empty] | BACnet MS/TP | 120922 | 11617 | [21 empty] | HLI-56 | Proxied Device | Good | KNND | 10 | N/A |  |  |  | neptronic_evcbseries | NEPTRONIC-EVCBSERIES
1343 | Building Management System | VAV-923 | VAV-923 | Neptronic | EVCB SERIES | Standard | Serial | VAVCTR | 6 | 6D309 |  |  | Active | Yes | IN-BLR-ANANTA-VAV-923_6 | uuid://1df77fcc-f33b-401c-8b90-32b33bb07f42 | {"asset":{"guid":"uuid://1df77fcc-f33b-401c-8b90-32b33bb07f42","site":"in-blr-ananta","name":"vav-923"}} | KNND | [5 empty] | BACnet MS/TP | 120923 | 11617 | [21 empty] | HLI-56 | Proxied Device | Good | KNND | 10 | N/A |  |  |  | neptronic_evcbseries | NEPTRONIC-EVCBSERIES
1344 | Building Management System | VAV-924 | VAV-924 | Neptronic | EVCB SERIES | Standard | Serial | VAVCTR | 6 | 6D75 |  |  | Active | Yes | IN-BLR-ANANTA-VAV-924_6 | uuid://fac434db-d4be-4a6c-981f-3ff58e71c00e | {"asset":{"guid":"uuid://fac434db-d4be-4a6c-981f-3ff58e71c00e","site":"in-blr-ananta","name":"vav-924"}} | KNND | [5 empty] | BACnet MS/TP | 120924 | 11617 | [21 empty] | HLI-56 | Proxied Device | Good | KNND | 10 | N/A |  |  |  | neptronic_evcbseries | NEPTRONIC-EVCBSERIES
1345 | Building Management System | VAV-925 | VAV-925 | Neptronic | EVCB SERIES | Standard | Serial | VAVCTR | 6 | 6D310 |  |  | Active | Yes | IN-BLR-ANANTA-VAV-925_6 | uuid://35e4c04b-cc1f-4298-a225-b65ce8e56344 | {"asset":{"guid":"uuid://35e4c04b-cc1f-4298-a225-b65ce8e56344","site":"in-blr-ananta","name":"vav-925"}} | KNND | [5 empty] | BACnet MS/TP | 120925 | 11617 | [21 empty] | HLI-56 | Proxied Device | Good | KNND | 10 | N/A |  |  |  | neptronic_evcbseries | NEPTRONIC-EVCBSERIES
1346 | Building Management System | VAV-926 | VAV-926 | Neptronic | EVCB SERIES | Standard | Serial | VAVCTR | 6 | 6D313 |  |  | Active | Yes | IN-BLR-ANANTA-VAV-926_6 | uuid://004c0853-e256-447f-9995-8e124c7fda64 | {"asset":{"guid":"uuid://004c0853-e256-447f-9995-8e124c7fda64","site":"in-blr-ananta","name":"vav-926"}} | KNND | [5 empty] | BACnet MS/TP | 120926 | 11617 | [21 empty] | HLI-56 | Proxied Device | Good | KNND | 10 | N/A |  |  |  | neptronic_evcbseries | NEPTRONIC-EVCBSERIES
1347 | Building Management System | VAV-927 | VAV-927 | Neptronic | EVCB SERIES | Standard | Serial | VAVCTR | 6 | FA Ahu Room |  |  | Active | Yes | IN-BLR-ANANTA-VAV-927_6 | uuid://ddc1f165-7e2d-481e-a4f9-cd23a7497fea | {"asset":{"guid":"uuid://ddc1f165-7e2d-481e-a4f9-cd23a7497fea","site":"in-blr-ananta","name":"vav-927"}} | KNND | [5 empty] | BACnet MS/TP | 120927 | 11617 | [21 empty] | HLI-56 | Proxied Device | Good | KNND | 10 | N/A |  |  |  | neptronic_evcbseries | NEPTRONIC-EVCBSERIES
1348 | Building Management System | VAV-928 | VAV-928 | Neptronic | EVCB SERIES | Standard | Serial | VAVCTR | 6 | 6D60 |  |  | Active | Yes | IN-BLR-ANANTA-VAV-928_6 | uuid://29891655-e421-4697-a6c3-2fdf73e9ab19 | {"asset":{"guid":"uuid://29891655-e421-4697-a6c3-2fdf73e9ab19","site":"in-blr-ananta","name":"vav-928"}} | KNND | [5 empty] | BACnet MS/TP | 120928 | 11618 | [21 empty] | HLI-56 | Proxied Device | Good | KNND | 10 | N/A |  |  |  | neptronic_evcbseries | NEPTRONIC-EVCBSERIES
1349 | Building Management System | VAV-929 | VAV-929 | Neptronic | EVCB SERIES | Standard | Serial | VAVCTR | 6 | 6D31 |  |  | Active | Yes | IN-BLR-ANANTA-VAV-929_6 | uuid://9b4a20c6-d1a1-4eae-b8f8-a46d458d3263 | {"asset":{"guid":"uuid://9b4a20c6-d1a1-4eae-b8f8-a46d458d3263","site":"in-blr-ananta","name":"vav-929"}} | KNND | [5 empty] | BACnet MS/TP | 120929 | 11618 | [21 empty] | HLI-56 | Proxied Device | Good | KNND | 10 | N/A |  |  |  | neptronic_evcbseries | NEPTRONIC-EVCBSERIES
1350 | Building Management System | VAV-930 | VAV-930 | Neptronic | EVCB SERIES | Standard | Serial | VAVCTR | 6 | 6D223 |  |  | Active | Yes | IN-BLR-ANANTA-VAV-930_6 | uuid://c0068241-0cb1-4c02-a5a1-06c61b18ac5d | {"asset":{"guid":"uuid://c0068241-0cb1-4c02-a5a1-06c61b18ac5d","site":"in-blr-ananta","name":"vav-930"}} | KNND | [5 empty] | BACnet MS/TP | 120930 | 11618 | [21 empty] | HLI-56 | Proxied Device | Good | KNND | 10 | N/A |  |  |  | neptronic_evcbseries | NEPTRONIC-EVCBSERIES
1351 | Building Management System | VAV-931 | VAV-931 | Neptronic | EVCB SERIES | Standard | Serial | VAVCTR | 6 | 6D32 |  |  | Active | Yes | IN-BLR-ANANTA-VAV-931_6 | uuid://91e47987-aee2-43db-9f51-c010f161a13b | {"asset":{"guid":"uuid://91e47987-aee2-43db-9f51-c010f161a13b","site":"in-blr-ananta","name":"vav-931"}} | KNND | [5 empty] | BACnet MS/TP | 120931 | 11618 | [21 empty] | HLI-56 | Proxied Device | Good | KNND | 10 | N/A |  |  |  | neptronic_evcbseries | NEPTRONIC-EVCBSERIES
1352 | Building Management System | VAV-932 | VAV-932 | Neptronic | EVCB SERIES | Standard | Serial | VAVCTR | 6 | 6D70 |  |  | Active | Yes | IN-BLR-ANANTA-VAV-932_6 | uuid://cc258f7d-ef88-4115-91f5-9cd8ceabd083 | {"asset":{"guid":"uuid://cc258f7d-ef88-4115-91f5-9cd8ceabd083","site":"in-blr-ananta","name":"vav-932"}} | KNND | [5 empty] | BACnet MS/TP | 120932 | 11618 | [21 empty] | HLI-56 | Proxied Device | Good | KNND | 10 | N/A |  |  |  | neptronic_evcbseries | NEPTRONIC-EVCBSERIES
1353 | Building Management System | VAV-933 | VAV-933 | Neptronic | EVCB SERIES | Standard | Serial | VAVCTR | 6 | 6D33 |  |  | Active | Yes | IN-BLR-ANANTA-VAV-933_6 | uuid://8c1cf90c-be58-4bc4-9ae5-f4d1ef03e30e | {"asset":{"guid":"uuid://8c1cf90c-be58-4bc4-9ae5-f4d1ef03e30e","site":"in-blr-ananta","name":"vav-933"}} | KNND | [5 empty] | BACnet MS/TP | 120933 | 11618 | [21 empty] | HLI-56 | Proxied Device | Good | KNND | 10 | N/A |  |  |  | neptronic_evcbseries | NEPTRONIC-EVCBSERIES
1354 | Building Management System | VAV-934 | VAV-934 | Neptronic | EVCB SERIES | Standard | Serial | VAVCTR | 6 | 6D37 |  |  | Active | Yes | IN-BLR-ANANTA-VAV-934_6 | uuid://7bdc1aed-c2f1-4784-8744-036abddaaffd | {"asset":{"guid":"uuid://7bdc1aed-c2f1-4784-8744-036abddaaffd","site":"in-blr-ananta","name":"vav-934"}} | KNND | [5 empty] | BACnet MS/TP | 120934 | 11618 | [21 empty] | HLI-56 | Proxied Device | Good | KNND | 10 | N/A |  |  |  | neptronic_evcbseries | NEPTRONIC-EVCBSERIES
1355 | Building Management System | VAV-935 | VAV-935 | Neptronic | EVCB SERIES | Standard | Serial | VAVCTR | 6 | 6D41 |  |  | Active | Yes | IN-BLR-ANANTA-VAV-935_6 | uuid://0786828e-a2ec-47e5-8894-6e1e84859bb5 | {"asset":{"guid":"uuid://0786828e-a2ec-47e5-8894-6e1e84859bb5","site":"in-blr-ananta","name":"vav-935"}} | KNND | [5 empty] | BACnet MS/TP | 120935 | 11618 | [21 empty] | HLI-56 | Proxied Device | Good | KNND | 10 | N/A |  |  |  | neptronic_evcbseries | NEPTRONIC-EVCBSERIES
1356 | Building Management System | VAV-936 | VAV-936 | Neptronic | EVCB SERIES | Standard | Serial | VAVCTR | 6 | 6D44 |  |  | Active | Yes | IN-BLR-ANANTA-VAV-936_6 | uuid://48778f90-fe02-404c-92bb-778a71d95133 | {"asset":{"guid":"uuid://48778f90-fe02-404c-92bb-778a71d95133","site":"in-blr-ananta","name":"vav-936"}} | KNND | [5 empty] | BACnet MS/TP | 120936 | 11618 | [21 empty] | HLI-56 | Proxied Device | Good | KNND | 10 | N/A |  |  |  | neptronic_evcbseries | NEPTRONIC-EVCBSERIES
1357 | Building Management System | VAV-937 | VAV-937 | Neptronic | EVCB SERIES | Standard | Serial | VAVCTR | 6 | 6D43 |  |  | Active | Yes | IN-BLR-ANANTA-VAV-937_6 | uuid://912e9f49-796b-4c7c-99e6-50e570dc7af1 | {"asset":{"guid":"uuid://912e9f49-796b-4c7c-99e6-50e570dc7af1","site":"in-blr-ananta","name":"vav-937"}} | KNND | [5 empty] | BACnet MS/TP | 120937 | 11618 | [21 empty] | HLI-56 | Proxied Device | Good | KNND | 10 | N/A |  |  |  | neptronic_evcbseries | NEPTRONIC-EVCBSERIES
1358 | Building Management System | VAV-938 | VAV-938 | Neptronic | EVCB SERIES | Standard | Serial | VAVCTR | 6 | 6D42 |  |  | Active | Yes | IN-BLR-ANANTA-VAV-938_6 | uuid://105f22d4-813d-4d47-8a9a-56e78a4706a2 | {"asset":{"guid":"uuid://105f22d4-813d-4d47-8a9a-56e78a4706a2","site":"in-blr-ananta","name":"vav-938"}} | KNND | [5 empty] | BACnet MS/TP | 120938 | 11618 | [21 empty] | HLI-56 | Proxied Device | Good | KNND | 10 | N/A |  |  |  | neptronic_evcbseries | NEPTRONIC-EVCBSERIES
1359 | Building Management System | VAV-939 | VAV-939 | Neptronic | EVCB SERIES | Standard | Serial | VAVCTR | 6 | 6I23 |  |  | Active | Yes | IN-BLR-ANANTA-VAV-939_6 | uuid://b9b3358a-966e-43a2-b044-c897e09a1cf3 | {"asset":{"guid":"uuid://b9b3358a-966e-43a2-b044-c897e09a1cf3","site":"in-blr-ananta","name":"vav-939"}} | KNND | [5 empty] | BACnet MS/TP | 120939 | 11618 | [21 empty] | HLI-56 | Proxied Device | Good | KNND | 10 | N/A |  |  |  | neptronic_evcbseries | NEPTRONIC-EVCBSERIES
1360 | Building Management System | VAV-940 | VAV-940 | Neptronic | EVCB SERIES | Standard | Serial | VAVCTR | 6 | 6D30 |  |  | Active | Yes | IN-BLR-ANANTA-VAV-940_6 | uuid://a6475ee9-f3a6-4120-89f4-d9b0604ad61e | {"asset":{"guid":"uuid://a6475ee9-f3a6-4120-89f4-d9b0604ad61e","site":"in-blr-ananta","name":"vav-940"}} | KNND | [5 empty] | BACnet MS/TP | 120940 | 11618 | [21 empty] | HLI-56 | Proxied Device | Good | KNND | 10 | N/A |  |  |  | neptronic_evcbseries | NEPTRONIC-EVCBSERIES
1361 | Building Management System | VAV-941 | VAV-941 | Neptronic | EVCB SERIES | Standard | Serial | VAVCTR | 6 | 6D57 |  |  | Active | Yes | IN-BLR-ANANTA-VAV-941_6 | uuid://18f9c395-904b-4094-9acd-181a00b75154 | {"asset":{"guid":"uuid://18f9c395-904b-4094-9acd-181a00b75154","site":"in-blr-ananta","name":"vav-941"}} | KNND | [5 empty] | BACnet MS/TP | 120941 | 11618 | [21 empty] | HLI-56 | Proxied Device | Good | KNND | 10 | N/A |  |  |  | neptronic_evcbseries | NEPTRONIC-EVCBSERIES
1362 | Building Management System | VAV-942 | VAV-942 | Neptronic | EVCB SERIES | Standard | Serial | VAVCTR | 6 | 6D29 |  |  | Active | Yes | IN-BLR-ANANTA-VAV-942_6 | uuid://4caf4f13-3739-43b7-9a1d-8b819bdf6f39 | {"asset":{"guid":"uuid://4caf4f13-3739-43b7-9a1d-8b819bdf6f39","site":"in-blr-ananta","name":"vav-942"}} | KNND | [5 empty] | BACnet MS/TP | 120942 | 11618 | [21 empty] | HLI-56 | Proxied Device | Good | KNND | 10 | N/A |  |  |  | neptronic_evcbseries | NEPTRONIC-EVCBSERIES
1363 | Building Management System | VAV-943 | VAV-943 | Neptronic | EVCB SERIES | Standard | Serial | VAVCTR | 6 | 6D24 |  |  | Active | Yes | IN-BLR-ANANTA-VAV-943_6 | uuid://b606a9b5-062e-4a8b-975e-31e64565dc8a | {"asset":{"guid":"uuid://b606a9b5-062e-4a8b-975e-31e64565dc8a","site":"in-blr-ananta","name":"vav-943"}} | KNND | [5 empty] | BACnet MS/TP | 120943 | 11618 | [21 empty] | HLI-56 | Proxied Device | Good | KNND | 10 | N/A |  |  |  | neptronic_evcbseries | NEPTRONIC-EVCBSERIES
1364 | Building Management System | VAV-944 | VAV-944 | Neptronic | EVCB SERIES | Standard | Serial | VAVCTR | 6 | 6D25 |  |  | Active | Yes | IN-BLR-ANANTA-VAV-944_6 | uuid://a30f9cdc-749d-4ea3-8487-55247f480073 | {"asset":{"guid":"uuid://a30f9cdc-749d-4ea3-8487-55247f480073","site":"in-blr-ananta","name":"vav-944"}} | KNND | [5 empty] | BACnet MS/TP | 120944 | 11618 | [21 empty] | HLI-56 | Proxied Device | Good | KNND | 10 | N/A |  |  |  | neptronic_evcbseries | NEPTRONIC-EVCBSERIES
1365 | Building Management System | VAV-945 | VAV-945 | Neptronic | EVCB SERIES | Standard | Serial | VAVCTR | 6 | 6D28 |  |  | Active | Yes | IN-BLR-ANANTA-VAV-945_6 | uuid://c4182b56-657d-4855-8aec-0e1024120cfb | {"asset":{"guid":"uuid://c4182b56-657d-4855-8aec-0e1024120cfb","site":"in-blr-ananta","name":"vav-945"}} | KNND | [5 empty] | BACnet MS/TP | 120945 | 11618 | [21 empty] | HLI-56 | Proxied Device | Good | KNND | 10 | N/A |  |  |  | neptronic_evcbseries | NEPTRONIC-EVCBSERIES
1366 | Building Management System | VAV-946 | VAV-946 | Neptronic | EVCB SERIES | Standard | Serial | VAVCTR | 6 | 6D26 |  |  | Active | Yes | IN-BLR-ANANTA-VAV-946_6 | uuid://49c070f3-8951-4805-bcfe-6645e404b618 | {"asset":{"guid":"uuid://49c070f3-8951-4805-bcfe-6645e404b618","site":"in-blr-ananta","name":"vav-946"}} | KNND | [5 empty] | BACnet MS/TP | 120946 | 11618 | [21 empty] | HLI-56 | Proxied Device | Good | KNND | 10 | N/A |  |  |  | neptronic_evcbseries | NEPTRONIC-EVCBSERIES
1367 | Building Management System | VAV-947 | VAV-947 | Neptronic | EVCB SERIES | Standard | Serial | VAVCTR | 6 | 618 |  |  | Active | Yes | IN-BLR-ANANTA-VAV-947_6 | uuid://f4acd108-c19e-4ea4-9879-b24fc0f3b90f | {"asset":{"guid":"uuid://f4acd108-c19e-4ea4-9879-b24fc0f3b90f","site":"in-blr-ananta","name":"vav-947"}} | KNND | [5 empty] | BACnet MS/TP | 120947 | 11616 | [21 empty] | HLI-55 | Proxied Device | Good | KNND | 10 | N/A |  |  |  | neptronic_evcbseries | NEPTRONIC-EVCBSERIES
1368 | Building Management System | VAV-948 | VAV-948 | Neptronic | EVCB SERIES | Standard | Serial | VAVCTR | 6 | 6D17 |  |  | Active | Yes | IN-BLR-ANANTA-VAV-948_6 | uuid://0645bd8a-7797-4558-b8f4-6859fce7d738 | {"asset":{"guid":"uuid://0645bd8a-7797-4558-b8f4-6859fce7d738","site":"in-blr-ananta","name":"vav-948"}} | KNND | [5 empty] | BACnet MS/TP | 120948 | 11616 | [21 empty] | HLI-55 | Proxied Device | Good | KNND | 10 | N/A |  |  |  | neptronic_evcbseries | NEPTRONIC-EVCBSERIES
1369 | Building Management System | VAV-949 | VAV-949 | Neptronic | EVCB SERIES | Standard | Serial | VAVCTR | 6 | 6D15 |  |  | Active | Yes | IN-BLR-ANANTA-VAV-949_6 | uuid://85b1cd5b-ae51-45ea-81cf-00c9cce421bd | {"asset":{"guid":"uuid://85b1cd5b-ae51-45ea-81cf-00c9cce421bd","site":"in-blr-ananta","name":"vav-949"}} | KNND | [5 empty] | BACnet MS/TP | 120949 | 11616 | [21 empty] | HLI-55 | Proxied Device | Good | KNND | 10 | N/A |  |  |  | neptronic_evcbseries | NEPTRONIC-EVCBSERIES
1370 | Building Management System | VAV-950 | VAV-950 | Neptronic | EVCB SERIES | Standard | Serial | VAVCTR | 6 | 6D18 |  |  | Active | Yes | IN-BLR-ANANTA-VAV-950_6 | uuid://b68e6010-8b54-4375-b7e7-e8207e213165 | {"asset":{"guid":"uuid://b68e6010-8b54-4375-b7e7-e8207e213165","site":"in-blr-ananta","name":"vav-950"}} | KNND | [5 empty] | BACnet MS/TP | 120950 | 11616 | [21 empty] | HLI-55 | Proxied Device | Good | KNND | 10 | N/A |  |  |  | neptronic_evcbseries | NEPTRONIC-EVCBSERIES
1371 | Building Management System | VAV-951 | VAV-951 | Neptronic | EVCB SERIES | Standard | Serial | VAVCTR | 6 | 6D16 |  |  | Active | Yes | IN-BLR-ANANTA-VAV-951_6 | uuid://ec40d58a-779d-4f45-a0e5-c4b20ddaa0d8 | {"asset":{"guid":"uuid://ec40d58a-779d-4f45-a0e5-c4b20ddaa0d8","site":"in-blr-ananta","name":"vav-951"}} | KNND | [5 empty] | BACnet MS/TP | 120951 | 11616 | [21 empty] | HLI-55 | Proxied Device | Good | KNND | 10 | N/A |  |  |  | neptronic_evcbseries | NEPTRONIC-EVCBSERIES
1372 | Building Management System | VAV-952 | VAV-952 | Neptronic | EVCB SERIES | Standard | Serial | VAVCTR | 6 | 6D13 |  |  | Active | Yes | IN-BLR-ANANTA-VAV-952_6 | uuid://a1fe2f5f-7555-441e-b201-b749e49c6733 | {"asset":{"guid":"uuid://a1fe2f5f-7555-441e-b201-b749e49c6733","site":"in-blr-ananta","name":"vav-952"}} | KNND | [5 empty] | BACnet MS/TP | 120952 | 11616 | [21 empty] | HLI-55 | Proxied Device | Good | KNND | 10 | N/A |  |  |  | neptronic_evcbseries | NEPTRONIC-EVCBSERIES
1373 | Building Management System | VAV-953 | VAV-953 | Neptronic | EVCB SERIES | Standard | Serial | VAVCTR | 6 | 6D114 |  |  | Active | Yes | IN-BLR-ANANTA-VAV-953_6 | uuid://0c9f565e-f822-417c-9637-e150c442f330 | {"asset":{"guid":"uuid://0c9f565e-f822-417c-9637-e150c442f330","site":"in-blr-ananta","name":"vav-953"}} | KNND | [5 empty] | BACnet MS/TP | 120953 | 11616 | [21 empty] | HLI-55 | Proxied Device | Good | KNND | 10 | N/A |  |  |  | neptronic_evcbseries | NEPTRONIC-EVCBSERIES
1374 | Building Management System | VAV-954 | VAV-954 | Neptronic | EVCB SERIES | Standard | Serial | VAVCTR | 6 | 6D110 |  |  | Active | Yes | IN-BLR-ANANTA-VAV-954_6 | uuid://7aa6c52a-0642-447d-baa2-d787da0f7aca | {"asset":{"guid":"uuid://7aa6c52a-0642-447d-baa2-d787da0f7aca","site":"in-blr-ananta","name":"vav-954"}} | KNND | [5 empty] | BACnet MS/TP | 120954 | 11616 | [21 empty] | HLI-55 | Proxied Device | Good | KNND | 10 | N/A |  |  |  | neptronic_evcbseries | NEPTRONIC-EVCBSERIES
1375 | Building Management System | VAV-955 | VAV-955 | Neptronic | EVCB SERIES | Standard | Serial | VAVCTR | 6 | 6D092 |  |  | Active | Yes | IN-BLR-ANANTA-VAV-955_6 | uuid://a94b7966-c8d5-4725-a12e-fd75570d2bd0 | {"asset":{"guid":"uuid://a94b7966-c8d5-4725-a12e-fd75570d2bd0","site":"in-blr-ananta","name":"vav-955"}} | KNND | [5 empty] | BACnet MS/TP | 120955 | 11616 | [21 empty] | HLI-55 | Proxied Device | Good | KNND | 10 | N/A |  |  |  | neptronic_evcbseries | NEPTRONIC-EVCBSERIES
1376 | Building Management System | VAV-956 | VAV-956 | Neptronic | EVCB SERIES | Standard | Serial | VAVCTR | 6 | 6D098 |  |  | Active | Yes | IN-BLR-ANANTA-VAV-956_6 | uuid://16893f4b-b9e8-4a8b-a70b-e92ed20c36bb | {"asset":{"guid":"uuid://16893f4b-b9e8-4a8b-a70b-e92ed20c36bb","site":"in-blr-ananta","name":"vav-956"}} | KNND | [5 empty] | BACnet MS/TP | 120956 | 11616 | [21 empty] | HLI-55 | Proxied Device | Good | KNND | 10 | N/A |  |  |  | neptronic_evcbseries | NEPTRONIC-EVCBSERIES
1377 | Building Management System | VAV-957 | VAV-957 | Neptronic | EVCB SERIES | Standard | Serial | VAVCTR | 6 | 6D0 |  |  | Active | Yes | IN-BLR-ANANTA-VAV-957_6 | uuid://c0cb12c6-479f-4087-9b87-de2ab7515463 | {"asset":{"guid":"uuid://c0cb12c6-479f-4087-9b87-de2ab7515463","site":"in-blr-ananta","name":"vav-957"}} | KNND | [5 empty] | BACnet MS/TP | 120957 | 11616 | [21 empty] | HLI-55 | Proxied Device | Good | KNND | 10 | N/A |  |  |  | neptronic_evcbseries | NEPTRONIC-EVCBSERIES
1378 | Building Management System | VAV-958 | VAV-958 | Neptronic | EVCB SERIES | Standard | Serial | VAVCTR | 6 | 6D77 |  |  | Active | Yes | IN-BLR-ANANTA-VAV-958_6 | uuid://b615c480-69c3-4d1d-82e7-89dcfef9a3a6 | {"asset":{"guid":"uuid://b615c480-69c3-4d1d-82e7-89dcfef9a3a6","site":"in-blr-ananta","name":"vav-958"}} | KNND | [5 empty] | BACnet MS/TP | 120958 | 11616 | [21 empty] | HLI-55 | Proxied Device | Good | KNND | 10 | N/A |  |  |  | neptronic_evcbseries | NEPTRONIC-EVCBSERIES
1379 | Building Management System | VAV-959 | VAV-959 | Neptronic | EVCB SERIES | Standard | Serial | VAVCTR | 6 | 6D10 |  |  | Active | Yes | IN-BLR-ANANTA-VAV-959_6 | uuid://c5477bf7-66ed-4dfc-a715-39c04393119f | {"asset":{"guid":"uuid://c5477bf7-66ed-4dfc-a715-39c04393119f","site":"in-blr-ananta","name":"vav-959"}} | KNND | [5 empty] | BACnet MS/TP | 120959 | 11616 | [21 empty] | HLI-55 | Proxied Device | Good | KNND | 10 | N/A |  |  |  | neptronic_evcbseries | NEPTRONIC-EVCBSERIES
1380 | Building Management System | VAV-960 | VAV-960 | Neptronic | EVCB SERIES | Standard | Serial | VAVCTR | 6 | FA Ahu Room |  |  | Active | Yes | IN-BLR-ANANTA-VAV-960_6 | uuid://9f613467-059c-402e-b1b2-c29d58b7b400 | {"asset":{"guid":"uuid://9f613467-059c-402e-b1b2-c29d58b7b400","site":"in-blr-ananta","name":"vav-960"}} | KNND | [5 empty] | BACnet MS/TP | 120960 | 11616 | [21 empty] | HLI-55 | Proxied Device | Good | KNND | 10 | N/A |  |  |  | neptronic_evcbseries | NEPTRONIC-EVCBSERIES
1381 | Building Management System | VAV-961 | VAV-961 | Neptronic | EVCB SERIES | Standard | Serial | VAVCTR | 6 | IDF ROOM - 2 |  |  | Active | Yes | IN-BLR-ANANTA-VAV-961_6 | uuid://15493146-6765-415a-8a9f-265f3030c56f | {"asset":{"guid":"uuid://15493146-6765-415a-8a9f-265f3030c56f","site":"in-blr-ananta","name":"vav-961"}} | KNND | [5 empty] | BACnet MS/TP | 120961 | 11615 | [21 empty] | HLI-55 | Proxied Device | Good | KNND | 10 | N/A |  |  |  | neptronic_evcbseries | NEPTRONIC-EVCBSERIES
1382 | Building Management System | VAV-962 | VAV-962 | Neptronic | EVCB SERIES | Standard | Serial | VAVCTR | 6 | 6A2 |  |  | Active | Yes | IN-BLR-ANANTA-VAV-962_6 | uuid://41a59ae3-be20-4b0c-bcf7-1cd26abc9b97 | {"asset":{"guid":"uuid://41a59ae3-be20-4b0c-bcf7-1cd26abc9b97","site":"in-blr-ananta","name":"vav-962"}} | KNND | [5 empty] | BACnet MS/TP | 120962 | 11615 | [21 empty] | HLI-55 | Proxied Device | Good | KNND | 10 | N/A |  |  |  | neptronic_evcbseries | NEPTRONIC-EVCBSERIES
1383 | Building Management System | VAV-963 | VAV-963 | Neptronic | EVCB SERIES | Standard | Serial | VAVCTR | 6 | Lift Lobby |  |  | Active | Yes | IN-BLR-ANANTA-VAV-963_6 | uuid://b803498a-4f18-451b-b15a-5bcd4e06726b | {"asset":{"guid":"uuid://b803498a-4f18-451b-b15a-5bcd4e06726b","site":"in-blr-ananta","name":"vav-963"}} | KNND | [5 empty] | BACnet MS/TP | 120963 | 11615 | [21 empty] | HLI-55 | Proxied Device | Good | KNND | 10 | N/A |  |  |  | neptronic_evcbseries | NEPTRONIC-EVCBSERIES
1384 | Building Management System | VAV-964 | VAV-964 | Neptronic | EVCB SERIES | Standard | Serial | VAVCTR | 6 | 6A61 |  |  | Active | Yes | IN-BLR-ANANTA-VAV-964_6 | uuid://e71e41e5-3bf1-490e-bc8d-b422cae4e728 | {"asset":{"guid":"uuid://e71e41e5-3bf1-490e-bc8d-b422cae4e728","site":"in-blr-ananta","name":"vav-964"}} | KNND | [5 empty] | BACnet MS/TP | 120964 | 11615 | [21 empty] | HLI-55 | Proxied Device | Good | KNND | 10 | N/A |  |  |  | neptronic_evcbseries | NEPTRONIC-EVCBSERIES
1385 | Building Management System | VAV-965 | VAV-965 | Neptronic | EVCB SERIES | Standard | Serial | VAVCTR | 6 | 6A3 |  |  | Active | Yes | IN-BLR-ANANTA-VAV-965_6 | uuid://86a9e3eb-0374-4f61-86a8-5f704858f57c | {"asset":{"guid":"uuid://86a9e3eb-0374-4f61-86a8-5f704858f57c","site":"in-blr-ananta","name":"vav-965"}} | KNND | [5 empty] | BACnet MS/TP | 120965 | 11615 | [21 empty] | HLI-55 | Proxied Device | Good | KNND | 10 | N/A |  |  |  | neptronic_evcbseries | NEPTRONIC-EVCBSERIES
1386 | Building Management System | VAV-966 | VAV-966 | Neptronic | EVCB SERIES | Standard | Serial | VAVCTR | 6 | Lift Lobby |  |  | Active | Yes | IN-BLR-ANANTA-VAV-966_6 | uuid://bfde87d6-3b3f-475e-a753-0317137bd5ee | {"asset":{"guid":"uuid://bfde87d6-3b3f-475e-a753-0317137bd5ee","site":"in-blr-ananta","name":"vav-966"}} | KNND | [5 empty] | BACnet MS/TP | 120966 | 11615 | [21 empty] | HLI-55 | Proxied Device | Good | KNND | 10 | N/A |  |  |  | neptronic_evcbseries | NEPTRONIC-EVCBSERIES
1387 | Building Management System | VAV-967 | VAV-967 | Neptronic | EVCB SERIES | Standard | Serial | VAVCTR | 6 | Near by lift lobby |  |  | Active | Yes | IN-BLR-ANANTA-VAV-967_6 | uuid://63b770f9-73bf-40b2-9fff-0caa08456c30 | {"asset":{"guid":"uuid://63b770f9-73bf-40b2-9fff-0caa08456c30","site":"in-blr-ananta","name":"vav-967"}} | KNND | [5 empty] | BACnet MS/TP | 120967 | 11615 | [21 empty] | HLI-55 | Proxied Device | Good | KNND | 10 | N/A |  |  |  | neptronic_evcbseries | NEPTRONIC-EVCBSERIES
1388 | Building Management System | VAV-968 | VAV-968 | Neptronic | EVCB SERIES | Standard | Serial | VAVCTR | 6 | 6D162 |  |  | Active | Yes | IN-BLR-ANANTA-VAV-968_6 | uuid://207fdbe0-0f9f-493d-a2e5-ef349f4b3219 | {"asset":{"guid":"uuid://207fdbe0-0f9f-493d-a2e5-ef349f4b3219","site":"in-blr-ananta","name":"vav-968"}} | KNND | [5 empty] | BACnet MS/TP | 120968 | 11615 | [21 empty] | HLI-55 | Proxied Device | Good | KNND | 10 | N/A |  |  |  | neptronic_evcbseries | NEPTRONIC-EVCBSERIES
1389 | Building Management System | VAV-969 | VAV-969 | Neptronic | EVCB SERIES | Standard | Serial | VAVCTR | 6 | 6D20 |  |  | Active | Yes | IN-BLR-ANANTA-VAV-969_6 | uuid://f8bca6dd-0bd4-4ddb-bbf3-f8a8e6b1daa6 | {"asset":{"guid":"uuid://f8bca6dd-0bd4-4ddb-bbf3-f8a8e6b1daa6","site":"in-blr-ananta","name":"vav-969"}} | KNND | [5 empty] | BACnet MS/TP | 120969 | 11615 | [21 empty] | HLI-55 | Proxied Device | Good | KNND | 10 | N/A |  |  |  | neptronic_evcbseries | NEPTRONIC-EVCBSERIES
1390 | Building Management System | VAV-970 | VAV-970 | Neptronic | EVCB SERIES | Standard | Serial | VAVCTR | 6 | 6D21 |  |  | Active | Yes | IN-BLR-ANANTA-VAV-970_6 | uuid://db49e1a9-dc4a-483c-967a-4b0d318ebcd0 | {"asset":{"guid":"uuid://db49e1a9-dc4a-483c-967a-4b0d318ebcd0","site":"in-blr-ananta","name":"vav-970"}} | KNND | [5 empty] | BACnet MS/TP | 120970 | 11615 | [21 empty] | HLI-55 | Proxied Device | Good | KNND | 10 | N/A |  |  |  | neptronic_evcbseries | NEPTRONIC-EVCBSERIES
1391 | Building Management System | VAV-971 | VAV-971 | Neptronic | EVCB SERIES | Standard | Serial | VAVCTR | 6 | 6D22 |  |  | Active | Yes | IN-BLR-ANANTA-VAV-971_6 | uuid://975d8be1-e0a6-4478-89fd-86a4d698cfb7 | {"asset":{"guid":"uuid://975d8be1-e0a6-4478-89fd-86a4d698cfb7","site":"in-blr-ananta","name":"vav-971"}} | KNND | [5 empty] | BACnet MS/TP | 120971 | 11615 | [21 empty] | HLI-55 | Proxied Device | Good | KNND | 10 | N/A |  |  |  | neptronic_evcbseries | NEPTRONIC-EVCBSERIES
1392 | Building Management System | VAV-972 | VAV-972 | Neptronic | EVCB SERIES | Standard | Serial | VAVCTR | 6 | 6D22 |  |  | Active | Yes | IN-BLR-ANANTA-VAV-972_6 | uuid://b81db653-803d-4223-a414-4bb13f86d5e0 | {"asset":{"guid":"uuid://b81db653-803d-4223-a414-4bb13f86d5e0","site":"in-blr-ananta","name":"vav-972"}} | KNND | [5 empty] | BACnet MS/TP | 120972 | 11615 | [21 empty] | HLI-55 | Proxied Device | Good | KNND | 10 | N/A |  |  |  | neptronic_evcbseries | NEPTRONIC-EVCBSERIES
1393 | Building Management System | VAV-973 | VAV-973 | Neptronic | EVCB SERIES | Standard | Serial | VAVCTR | 6 | 6D117 |  |  | Active | Yes | IN-BLR-ANANTA-VAV-973_6 | uuid://08449172-4ff1-41af-b100-5373a2ad1591 | {"asset":{"guid":"uuid://08449172-4ff1-41af-b100-5373a2ad1591","site":"in-blr-ananta","name":"vav-973"}} | KNND | [5 empty] | BACnet MS/TP | 120973 | 11615 | [21 empty] | HLI-55 | Proxied Device | Good | KNND | 10 | N/A |  |  |  | neptronic_evcbseries | NEPTRONIC-EVCBSERIES
1394 | Building Management System | VAV-974 | VAV-974 | Neptronic | EVCB SERIES | Standard | Serial | VAVCTR | 6 | 6D140 |  |  | Active | Yes | IN-BLR-ANANTA-VAV-974_6 | uuid://effe33bf-9da8-4fa1-b28b-4c391272e4b7 | {"asset":{"guid":"uuid://effe33bf-9da8-4fa1-b28b-4c391272e4b7","site":"in-blr-ananta","name":"vav-974"}} | KNND | [5 empty] | BACnet MS/TP | 120974 | 11615 | [21 empty] | HLI-55 | Proxied Device | Good | KNND | 10 | N/A |  |  |  | neptronic_evcbseries | NEPTRONIC-EVCBSERIES
1395 | Building Management System | VAV-975 | VAV-975 | Neptronic | EVCB SERIES | Standard | Serial | VAVCTR | 6 | 6D182 |  |  | Active | Yes | IN-BLR-ANANTA-VAV-975_6 | uuid://4d2b5e51-04a3-4e03-8ef8-4be31ede4493 | {"asset":{"guid":"uuid://4d2b5e51-04a3-4e03-8ef8-4be31ede4493","site":"in-blr-ananta","name":"vav-975"}} | KNND | [5 empty] | BACnet MS/TP | 120975 | 11615 | [21 empty] | HLI-55 | Proxied Device | Good | KNND | 10 | N/A |  |  |  | neptronic_evcbseries | NEPTRONIC-EVCBSERIES
1396 | Building Management System | VAV-976 | VAV-976 | Neptronic | EVCB SERIES | Standard | Serial | VAVCTR | 6 | 6A78 |  |  | Active | Yes | IN-BLR-ANANTA-VAV-976_6 | uuid://4d01dd5d-c206-4156-b7b7-012c003ccbe7 | {"asset":{"guid":"uuid://4d01dd5d-c206-4156-b7b7-012c003ccbe7","site":"in-blr-ananta","name":"vav-976"}} | KNND | [5 empty] | BACnet MS/TP | 120976 | 11619 | [21 empty] | HLI-54 | Proxied Device | Good | KNND | 10 | N/A |  |  |  | neptronic_evcbseries | NEPTRONIC-EVCBSERIES
1397 | Building Management System | VAV-977 | VAV-977 | Neptronic | EVCB SERIES | Standard | Serial | VAVCTR | 6 | 6A76 |  |  | Active | Yes | IN-BLR-ANANTA-VAV-977_6 | uuid://2d74143a-ba75-4f5b-afd4-b6b63aea4ab4 | {"asset":{"guid":"uuid://2d74143a-ba75-4f5b-afd4-b6b63aea4ab4","site":"in-blr-ananta","name":"vav-977"}} | KNND | [5 empty] | BACnet MS/TP | 120977 | 11619 | [21 empty] | HLI-54 | Proxied Device | Good | KNND | 10 | N/A |  |  |  | neptronic_evcbseries | NEPTRONIC-EVCBSERIES
1398 | Building Management System | VAV-978 | VAV-978 | Neptronic | EVCB SERIES | Standard | Serial | VAVCTR | 6 | 6A152 |  |  | Active | Yes | IN-BLR-ANANTA-VAV-978_6 | uuid://d573fe91-ac9a-483c-9e53-ee3619cfdfd1 | {"asset":{"guid":"uuid://d573fe91-ac9a-483c-9e53-ee3619cfdfd1","site":"in-blr-ananta","name":"vav-978"}} | KNND | [5 empty] | BACnet MS/TP | 120978 | 11619 | [21 empty] | HLI-54 | Proxied Device | Good | KNND | 10 | N/A |  |  |  | neptronic_evcbseries | NEPTRONIC-EVCBSERIES
1399 | Building Management System | VAV-979 | VAV-979 | Neptronic | EVCB SERIES | Standard | Serial | VAVCTR | 6 | 6A149 |  |  | Active | Yes | IN-BLR-ANANTA-VAV-979_6 | uuid://a33090c0-5221-471e-b5d0-5c1792670b7e | {"asset":{"guid":"uuid://a33090c0-5221-471e-b5d0-5c1792670b7e","site":"in-blr-ananta","name":"vav-979"}} | KNND | [5 empty] | BACnet MS/TP | 120979 | 11619 | [21 empty] | HLI-54 | Proxied Device | Good | KNND | 10 | N/A |  |  |  | neptronic_evcbseries | NEPTRONIC-EVCBSERIES
1400 | Building Management System | VAV-980 | VAV-980 | Neptronic | EVCB SERIES | Standard | Serial | VAVCTR | 6 | 6A45 |  |  | Active | Yes | IN-BLR-ANANTA-VAV-980_6 | uuid://540fc9f4-803a-4798-b718-6cc084163365 | {"asset":{"guid":"uuid://540fc9f4-803a-4798-b718-6cc084163365","site":"in-blr-ananta","name":"vav-980"}} | KNND | [5 empty] | BACnet MS/TP | 120980 | 11619 | [21 empty] | HLI-54 | Proxied Device | Good | KNND | 10 | N/A |  |  |  | neptronic_evcbseries | NEPTRONIC-EVCBSERIES
1401 | Building Management System | VAV-981 | VAV-981 | Neptronic | EVCB SERIES | Standard | Serial | VAVCTR | 6 | 6A44 |  |  | Active | Yes | IN-BLR-ANANTA-VAV-981_6 | uuid://1cb46ca4-4df8-47b6-b306-9d61500d748e | {"asset":{"guid":"uuid://1cb46ca4-4df8-47b6-b306-9d61500d748e","site":"in-blr-ananta","name":"vav-981"}} | KNND | [5 empty] | BACnet MS/TP | 120981 | 11619 | [21 empty] | HLI-54 | Proxied Device | Good | KNND | 10 | N/A |  |  |  | neptronic_evcbseries | NEPTRONIC-EVCBSERIES
1402 | Building Management System | VAV-982 | VAV-982 | Neptronic | EVCB SERIES | Standard | Serial | VAVCTR | 6 | 6A43 |  |  | Active | Yes | IN-BLR-ANANTA-VAV-982_6 | uuid://9360259e-517f-41a1-8190-6e21b68892d5 | {"asset":{"guid":"uuid://9360259e-517f-41a1-8190-6e21b68892d5","site":"in-blr-ananta","name":"vav-982"}} | KNND | [5 empty] | BACnet MS/TP | 120982 | 11619 | [21 empty] | HLI-54 | Proxied Device | Good | KNND | 10 | N/A |  |  |  | neptronic_evcbseries | NEPTRONIC-EVCBSERIES
1403 | Building Management System | VAV-983 | VAV-983 | Neptronic | EVCB SERIES | Standard | Serial | VAVCTR | 6 | 6A38 |  |  | Active | Yes | IN-BLR-ANANTA-VAV-983_6 | uuid://61c9ee79-4893-4654-94ae-19837b286058 | {"asset":{"guid":"uuid://61c9ee79-4893-4654-94ae-19837b286058","site":"in-blr-ananta","name":"vav-983"}} | KNND | [5 empty] | BACnet MS/TP | 120983 | 11619 | [21 empty] | HLI-54 | Proxied Device | Good | KNND | 10 | N/A |  |  |  | neptronic_evcbseries | NEPTRONIC-EVCBSERIES
1404 | Building Management System | VAV-984 | VAV-984 | Neptronic | EVCB SERIES | Standard | Serial | VAVCTR | 6 | 6A43 |  |  | Active | Yes | IN-BLR-ANANTA-VAV-984_6 | uuid://0528b455-e5a3-43cb-9d9b-1849627ede05 | {"asset":{"guid":"uuid://0528b455-e5a3-43cb-9d9b-1849627ede05","site":"in-blr-ananta","name":"vav-984"}} | KNND | [5 empty] | BACnet MS/TP | 120984 | 11619 | [21 empty] | HLI-54 | Proxied Device | Good | KNND | 10 | N/A |  |  |  | neptronic_evcbseries | NEPTRONIC-EVCBSERIES
1405 | Building Management System | VAV-985 | VAV-985 | Neptronic | EVCB SERIES | Standard | Serial | VAVCTR | 6 | 6A37 |  |  | Active | Yes | IN-BLR-ANANTA-VAV-985_6 | uuid://e8650e61-c4c2-4ce4-a591-7b7f845ba767 | {"asset":{"guid":"uuid://e8650e61-c4c2-4ce4-a591-7b7f845ba767","site":"in-blr-ananta","name":"vav-985"}} | KNND | [5 empty] | BACnet MS/TP | 120985 | 11619 | [21 empty] | HLI-54 | Proxied Device | Good | KNND | 10 | N/A |  |  |  | neptronic_evcbseries | NEPTRONIC-EVCBSERIES
1406 | Building Management System | VAV-986 | VAV-986 | Neptronic | EVCB SERIES | Standard | Serial | VAVCTR | 6 | 6A32 |  |  | Active | Yes | IN-BLR-ANANTA-VAV-986_6 | uuid://f90f62ed-44b5-42fb-b222-331ec8b36225 | {"asset":{"guid":"uuid://f90f62ed-44b5-42fb-b222-331ec8b36225","site":"in-blr-ananta","name":"vav-986"}} | KNND | [5 empty] | BACnet MS/TP | 120986 | 11619 | [21 empty] | HLI-54 | Proxied Device | Good | KNND | 10 | N/A |  |  |  | neptronic_evcbseries | NEPTRONIC-EVCBSERIES
1407 | Building Management System | VAV-987 | VAV-987 | Neptronic | EVCB SERIES | Standard | Serial | VAVCTR | 6 | 6A110 - W/S |  |  | Active | Yes | IN-BLR-ANANTA-VAV-987_6 | uuid://d8cb1ac6-649f-4877-b975-33f62941c1e3 | {"asset":{"guid":"uuid://d8cb1ac6-649f-4877-b975-33f62941c1e3","site":"in-blr-ananta","name":"vav-987"}} | KNND | [5 empty] | BACnet MS/TP | 120987 | 11619 | [21 empty] | HLI-54 | Proxied Device | Good | KNND | 10 | N/A |  |  |  | neptronic_evcbseries | NEPTRONIC-EVCBSERIES
1408 | Building Management System | VAV-988 | VAV-988 | Neptronic | EVCB SERIES | Standard | Serial | VAVCTR | 6 | 6A127 |  |  | Active | Yes | IN-BLR-ANANTA-VAV-988_6 | uuid://12bd2e57-94fb-4cdd-9392-57e1591517f8 | {"asset":{"guid":"uuid://12bd2e57-94fb-4cdd-9392-57e1591517f8","site":"in-blr-ananta","name":"vav-988"}} | KNND | [5 empty] | BACnet MS/TP | 120988 | 11619 | [21 empty] | HLI-54 | Proxied Device | Good | KNND | 10 | N/A |  |  |  | neptronic_evcbseries | NEPTRONIC-EVCBSERIES
1409 | Building Management System | VAV-989 | VAV-989 | Neptronic | EVCB SERIES | Standard | Serial | VAVCTR | 6 | 6I43 |  |  | Active | Yes | IN-BLR-ANANTA-VAV-989_6 | uuid://960df468-f586-4c48-b74e-4567bd96e8ac | {"asset":{"guid":"uuid://960df468-f586-4c48-b74e-4567bd96e8ac","site":"in-blr-ananta","name":"vav-989"}} | KNND | [5 empty] | BACnet MS/TP | 120989 | 11619 | [21 empty] | HLI-54 | Proxied Device | Good | KNND | 10 | N/A |  |  |  | neptronic_evcbseries | NEPTRONIC-EVCBSERIES
1410 | Building Management System | VAV-990 | VAV-990 | Neptronic | EVCB SERIES | Standard | Serial | VAVCTR | 6 | 6A28 |  |  | Active | Yes | IN-BLR-ANANTA-VAV-990_6 | uuid://7bdb5c21-394b-4d94-9c53-ab3db15db614 | {"asset":{"guid":"uuid://7bdb5c21-394b-4d94-9c53-ab3db15db614","site":"in-blr-ananta","name":"vav-990"}} | KNND | [5 empty] | BACnet MS/TP | 120990 | 11619 | [21 empty] | HLI-54 | Proxied Device | Good | KNND | 10 | N/A |  |  |  | neptronic_evcbseries | NEPTRONIC-EVCBSERIES
1411 | Building Management System | VAV-991 | VAV-991 | Neptronic | EVCB SERIES | Standard | Serial | VAVCTR | 6 | 6A71 |  |  | Active | Yes | IN-BLR-ANANTA-VAV-991_6 | uuid://4a53fbb1-a7d0-4bef-9bfa-f19103e5421d | {"asset":{"guid":"uuid://4a53fbb1-a7d0-4bef-9bfa-f19103e5421d","site":"in-blr-ananta","name":"vav-991"}} | KNND | [5 empty] | BACnet MS/TP | 120991 | 11619 | [21 empty] | HLI-54 | Proxied Device | Good | KNND | 10 | N/A |  |  |  | neptronic_evcbseries | NEPTRONIC-EVCBSERIES
1412 | Building Management System | VAV-992 | VAV-992 | Neptronic | EVCB SERIES | Standard | Serial | VAVCTR | 6 | 6A095 |  |  | Active | Yes | IN-BLR-ANANTA-VAV-992_6 | uuid://5d1576ff-00cd-463b-a8f6-29b0bd2258dd | {"asset":{"guid":"uuid://5d1576ff-00cd-463b-a8f6-29b0bd2258dd","site":"in-blr-ananta","name":"vav-992"}} | KNND | [5 empty] | BACnet MS/TP | 120992 | 11619 | [21 empty] | HLI-54 | Proxied Device | Good | KNND | 10 | N/A |  |  |  | neptronic_evcbseries | NEPTRONIC-EVCBSERIES
1413 | Building Management System | VAV-993 | VAV-993 | Neptronic | EVCB SERIES | Standard | Serial | VAVCTR | 6 | 6A096 |  |  | Active | Yes | IN-BLR-ANANTA-VAV-993_6 | uuid://5a772263-622e-4059-b4e6-faec729a0945 | {"asset":{"guid":"uuid://5a772263-622e-4059-b4e6-faec729a0945","site":"in-blr-ananta","name":"vav-993"}} | KNND | [5 empty] | BACnet MS/TP | 120993 | 11619 | [21 empty] | HLI-54 | Proxied Device | Good | KNND | 10 | N/A |  |  |  | neptronic_evcbseries | NEPTRONIC-EVCBSERIES
1414 | Building Management System | VAV-994 | VAV-994 | Neptronic | EVCB SERIES | Standard | Serial | VAVCTR | 6 | 6A072 |  |  | Active | Yes | IN-BLR-ANANTA-VAV-994_6 | uuid://0bb725ed-5453-40c9-b8c5-2233c9b3e5d3 | {"asset":{"guid":"uuid://0bb725ed-5453-40c9-b8c5-2233c9b3e5d3","site":"in-blr-ananta","name":"vav-994"}} | KNND | [5 empty] | BACnet MS/TP | 120994 | 11619 | [21 empty] | HLI-54 | Proxied Device | Good | KNND | 10 | N/A |  |  |  | neptronic_evcbseries | NEPTRONIC-EVCBSERIES
1415 | Building Management System | VAV-995 | VAV-995 | Neptronic | EVCB SERIES | Standard | Serial | VAVCTR | 6 | 6A21 |  |  | Active | Yes | IN-BLR-ANANTA-VAV-995_6 | uuid://f0e3212c-6a89-482d-b355-4fb3f54e5533 | {"asset":{"guid":"uuid://f0e3212c-6a89-482d-b355-4fb3f54e5533","site":"in-blr-ananta","name":"vav-995"}} | KNND | [5 empty] | BACnet MS/TP | 120995 | 11619 | [21 empty] | HLI-54 | Proxied Device | Good | KNND | 10 | N/A |  |  |  | neptronic_evcbseries | NEPTRONIC-EVCBSERIES
1416 | Building Management System | VAV-996 | VAV-996 | Neptronic | EVCB SERIES | Standard | Serial | VAVCTR | 6 | 6A25 |  |  | Active | Yes | IN-BLR-ANANTA-VAV-996_6 | uuid://25ff05e6-b16e-4872-baa0-8bd6ff8c1216 | {"asset":{"guid":"uuid://25ff05e6-b16e-4872-baa0-8bd6ff8c1216","site":"in-blr-ananta","name":"vav-996"}} | KNND | [5 empty] | BACnet MS/TP | 120996 | 11619 | [21 empty] | HLI-54 | Proxied Device | Good | KNND | 10 | N/A |  |  |  | neptronic_evcbseries | NEPTRONIC-EVCBSERIES
1417 | Building Management System | VAV-997 | VAV-997 | Neptronic | EVCB SERIES | Standard | Serial | VAVCTR | 6 | FA AHU Room |  |  | Active | Yes | IN-BLR-ANANTA-VAV-997_6 | uuid://a0ded119-9765-4e85-97e9-942079ecd46a | {"asset":{"guid":"uuid://a0ded119-9765-4e85-97e9-942079ecd46a","site":"in-blr-ananta","name":"vav-997"}} | KNND | [5 empty] | BACnet MS/TP | 120997 | 11619 | [21 empty] | HLI-54 | Proxied Device | Good | KNND | 10 | N/A |  |  |  | neptronic_evcbseries | NEPTRONIC-EVCBSERIES
1418 | Building Management System | VAV-998 | VAV-998 | Neptronic | EVCB SERIES | Standard | Serial | VAVCTR | 6 | 6A058 |  |  | Active | Yes | IN-BLR-ANANTA-VAV-998_6 | uuid://d5d4dd4e-f0a3-45ba-b208-600e5e79fc99 | {"asset":{"guid":"uuid://d5d4dd4e-f0a3-45ba-b208-600e5e79fc99","site":"in-blr-ananta","name":"vav-998"}} | KNND | [5 empty] | BACnet MS/TP | 120998 | 11620 | [21 empty] | HLI-54 | Proxied Device | Good | KNND | 10 | N/A |  |  |  | neptronic_evcbseries | NEPTRONIC-EVCBSERIES
1419 | Building Management System | VAV-999 | VAV-999 | Neptronic | EVCB SERIES | Standard | Serial | VAVCTR | 6 | 6A018 |  |  | Active | Yes | IN-BLR-ANANTA-VAV-999_6 | uuid://4581f954-05de-44e3-b9e2-1adf63a7a577 | {"asset":{"guid":"uuid://4581f954-05de-44e3-b9e2-1adf63a7a577","site":"in-blr-ananta","name":"vav-999"}} | KNND | [5 empty] | BACnet MS/TP | 120999 | 11620 | [21 empty] | HLI-54 | Proxied Device | Good | KNND | 10 | N/A |  |  |  | neptronic_evcbseries | NEPTRONIC-EVCBSERIES
1420 | Building Management System | VAV-1000 | VAV-1000 | Neptronic | EVCB SERIES | Standard | Serial | VAVCTR | 6 | 6A14 |  |  | Active | Yes | IN-BLR-ANANTA-VAV-1000_6 | uuid://3b8acced-c6c9-4fe0-8f67-c03c378a5c54 | {"asset":{"guid":"uuid://3b8acced-c6c9-4fe0-8f67-c03c378a5c54","site":"in-blr-ananta","name":"vav-1000"}} | KNND | [5 empty] | BACnet MS/TP | 121000 | 11620 | [21 empty] | HLI-54 | Proxied Device | Good | KNND | 10 | N/A |  |  |  | neptronic_evcbseries | NEPTRONIC-EVCBSERIES
1421 | Building Management System | VAV-1001 | VAV-1001 | Neptronic | EVCB SERIES | Standard | Serial | VAVCTR | 6 | 6A15 |  |  | Active | Yes | IN-BLR-ANANTA-VAV-1001_6 | uuid://a05f70d3-bcf9-431c-921c-086124b9dd1e | {"asset":{"guid":"uuid://a05f70d3-bcf9-431c-921c-086124b9dd1e","site":"in-blr-ananta","name":"vav-1001"}} | KNND | [5 empty] | BACnet MS/TP | 121001 | 11620 | [21 empty] | HLI-54 | Proxied Device | Good | KNND | 10 | N/A |  |  |  | neptronic_evcbseries | NEPTRONIC-EVCBSERIES
1422 | Building Management System | VAV-1002 | VAV-1002 | Neptronic | EVCB SERIES | Standard | Serial | VAVCTR | 6 | 6A4 |  |  | Active | Yes | IN-BLR-ANANTA-VAV-1002_6 | uuid://ac932fd1-f06b-4157-8a6b-d8f0aa552814 | {"asset":{"guid":"uuid://ac932fd1-f06b-4157-8a6b-d8f0aa552814","site":"in-blr-ananta","name":"vav-1002"}} | KNND | [5 empty] | BACnet MS/TP | 121002 | 11620 | [21 empty] | HLI-54 | Proxied Device | Good | KNND | 10 | N/A |  |  |  | neptronic_evcbseries | NEPTRONIC-EVCBSERIES
1423 | Building Management System | VAV-1003 | VAV-1003 | Neptronic | EVCB SERIES | Standard | Serial | VAVCTR | 6 | 6A012 |  |  | Active | Yes | IN-BLR-ANANTA-VAV-1003_6 | uuid://b1f67eb6-848e-46e0-b49e-1f7b66cc60f3 | {"asset":{"guid":"uuid://b1f67eb6-848e-46e0-b49e-1f7b66cc60f3","site":"in-blr-ananta","name":"vav-1003"}} | KNND | [5 empty] | BACnet MS/TP | 121003 | 11620 | [21 empty] | HLI-54 | Proxied Device | Good | KNND | 10 | N/A |  |  |  | neptronic_evcbseries | NEPTRONIC-EVCBSERIES
1424 | Building Management System | VAV-1004 | VAV-1004 | Neptronic | EVCB SERIES | Standard | Serial | VAVCTR | 6 | 6A13 |  |  | Active | Yes | IN-BLR-ANANTA-VAV-1004_6 | uuid://87751c10-acc9-441e-b315-5343b2e4e0f5 | {"asset":{"guid":"uuid://87751c10-acc9-441e-b315-5343b2e4e0f5","site":"in-blr-ananta","name":"vav-1004"}} | KNND | [5 empty] | BACnet MS/TP | 121004 | 11620 | [21 empty] | HLI-54 | Proxied Device | Good | KNND | 10 | N/A |  |  |  | neptronic_evcbseries | NEPTRONIC-EVCBSERIES
1425 | Building Management System | VAV-1005 | VAV-1005 | Neptronic | EVCB SERIES | Standard | Serial | VAVCTR | 6 | 6A12 |  |  | Active | Yes | IN-BLR-ANANTA-VAV-1005_6 | uuid://c0b8210f-55d8-40ac-a3aa-4e15c8d3485d | {"asset":{"guid":"uuid://c0b8210f-55d8-40ac-a3aa-4e15c8d3485d","site":"in-blr-ananta","name":"vav-1005"}} | KNND | [5 empty] | BACnet MS/TP | 121005 | 11620 | [21 empty] | HLI-54 | Proxied Device | Good | KNND | 10 | N/A |  |  |  | neptronic_evcbseries | NEPTRONIC-EVCBSERIES
1426 | Building Management System | VAV-1006 | VAV-1006 | Neptronic | EVCB SERIES | Standard | Serial | VAVCTR | 6 | 6A6 |  |  | Active | Yes | IN-BLR-ANANTA-VAV-1006_6 | uuid://4a51a9c4-4039-471b-87a8-574824a0acc8 | {"asset":{"guid":"uuid://4a51a9c4-4039-471b-87a8-574824a0acc8","site":"in-blr-ananta","name":"vav-1006"}} | KNND | [5 empty] | BACnet MS/TP | 121006 | 11620 | [21 empty] | HLI-54 | Proxied Device | Good | KNND | 10 | N/A |  |  |  | neptronic_evcbseries | NEPTRONIC-EVCBSERIES
1427 | Building Management System | VAV-1007 | VAV-1007 | Neptronic | EVCB SERIES | Standard | Serial | VAVCTR | 6 | 6A62 |  |  | Active | Yes | IN-BLR-ANANTA-VAV-1007_6 | uuid://bb9e21e5-5d06-4509-8799-8d0ffaac5f24 | {"asset":{"guid":"uuid://bb9e21e5-5d06-4509-8799-8d0ffaac5f24","site":"in-blr-ananta","name":"vav-1007"}} | KNND | [5 empty] | BACnet MS/TP | 121007 | 11620 | [21 empty] | HLI-54 | Proxied Device | Good | KNND | 10 | N/A |  |  |  | neptronic_evcbseries | NEPTRONIC-EVCBSERIES
1428 | Building Management System | VAV-1008 | VAV-1008 | Neptronic | EVCB SERIES | Standard | Serial | VAVCTR | 6 | 6A7 |  |  | Active | Yes | IN-BLR-ANANTA-VAV-1008_6 | uuid://9b01a382-945e-43c8-b9e0-14b956d8367b | {"asset":{"guid":"uuid://9b01a382-945e-43c8-b9e0-14b956d8367b","site":"in-blr-ananta","name":"vav-1008"}} | KNND | [5 empty] | BACnet MS/TP | 121008 | 11620 | [21 empty] | HLI-54 | Proxied Device | Good | KNND | 10 | N/A |  |  |  | neptronic_evcbseries | NEPTRONIC-EVCBSERIES
1429 | Building Management System | VAV-1009 | VAV-1009 | Neptronic | EVCB SERIES | Standard | Serial | VAVCTR | 6 | 656 |  |  | Active | Yes | IN-BLR-ANANTA-VAV-1009_6 | uuid://4bf632b0-dffc-4448-a9dc-f8bdd88c3299 | {"asset":{"guid":"uuid://4bf632b0-dffc-4448-a9dc-f8bdd88c3299","site":"in-blr-ananta","name":"vav-1009"}} | KNND | [5 empty] | BACnet MS/TP | 121009 | 11620 | [21 empty] | HLI-54 | Proxied Device | Good | KNND | 10 | N/A |  |  |  | neptronic_evcbseries | NEPTRONIC-EVCBSERIES
1430 | Building Management System | VAV-1010 | VAV-1010 | Neptronic | EVCB SERIES | Standard | Serial | VAVCTR | 6 | C618 |  |  | Active | Yes | IN-BLR-ANANTA-VAV-1010_6 | uuid://7956b934-0e17-4019-91d8-a2025debe28b | {"asset":{"guid":"uuid://7956b934-0e17-4019-91d8-a2025debe28b","site":"in-blr-ananta","name":"vav-1010"}} | KNND | [5 empty] | BACnet MS/TP | 121010 | 11620 | [21 empty] | HLI-54 | Proxied Device | Good | KNND | 10 | N/A |  |  |  | neptronic_evcbseries | NEPTRONIC-EVCBSERIES
1431 | Building Management System | VAV-1011 | VAV-1011 | Neptronic | EVCB SERIES | Standard | Serial | VAVCTR | 6 | 6A40 |  |  | Active | Yes | IN-BLR-ANANTA-VAV-1011_6 | uuid://994df963-1d62-4fd8-9e5d-8c16fe730e3f | {"asset":{"guid":"uuid://994df963-1d62-4fd8-9e5d-8c16fe730e3f","site":"in-blr-ananta","name":"vav-1011"}} | KNND | [5 empty] | BACnet MS/TP | 121011 | 11620 | [21 empty] | HLI-54 | Proxied Device | Good | KNND | 10 | N/A |  |  |  | neptronic_evcbseries | NEPTRONIC-EVCBSERIES
1432 | Building Management System | VAV-1012 | VAV-1012 | Neptronic | EVCB SERIES | Standard | Serial | VAVCTR | 6 | 6A36 |  |  | Active | Yes | IN-BLR-ANANTA-VAV-1012_6 | uuid://9267a591-621b-4343-b4a2-e6858cb19672 | {"asset":{"guid":"uuid://9267a591-621b-4343-b4a2-e6858cb19672","site":"in-blr-ananta","name":"vav-1012"}} | KNND | [5 empty] | BACnet MS/TP | 121012 | 11620 | [21 empty] | HLI-54 | Proxied Device | Good | KNND | 10 | N/A |  |  |  | neptronic_evcbseries | NEPTRONIC-EVCBSERIES
1433 | Building Management System | VAV-1013 | VAV-1013 | Neptronic | EVCB SERIES | Standard | Serial | VAVCTR | 6 | 6A27 |  |  | Active | Yes | IN-BLR-ANANTA-VAV-1013_6 | uuid://ba4912a6-724a-4554-a915-aaa2053a40dd | {"asset":{"guid":"uuid://ba4912a6-724a-4554-a915-aaa2053a40dd","site":"in-blr-ananta","name":"vav-1013"}} | KNND | [5 empty] | BACnet MS/TP | 121013 | 11620 | [21 empty] | HLI-54 | Proxied Device | Good | KNND | 10 | N/A |  |  |  | neptronic_evcbseries | NEPTRONIC-EVCBSERIES
1434 | Building Management System | VAV-1014 | VAV-1014 | Neptronic | EVCB SERIES | Standard | Serial | VAVCTR | 6 | C621 |  |  | Active | Yes | IN-BLR-ANANTA-VAV-1014_6 | uuid://36f69040-1a32-4b51-8607-e30a6894522c | {"asset":{"guid":"uuid://36f69040-1a32-4b51-8607-e30a6894522c","site":"in-blr-ananta","name":"vav-1014"}} | KNND | [5 empty] | BACnet MS/TP | 121014 | 11620 | [21 empty] | HLI-54 | Proxied Device | Good | KNND | 10 | N/A |  |  |  | neptronic_evcbseries | NEPTRONIC-EVCBSERIES
1435 | Building Management System | VAV-1015 | VAV-1015 | Neptronic | EVCB SERIES | Standard | Serial | VAVCTR | 6 | 6A19 |  |  | Active | Yes | IN-BLR-ANANTA-VAV-1015_6 | uuid://f81ecb43-9934-4cb7-95bc-619bdf380e36 | {"asset":{"guid":"uuid://f81ecb43-9934-4cb7-95bc-619bdf380e36","site":"in-blr-ananta","name":"vav-1015"}} | KNND | [5 empty] | BACnet MS/TP | 121015 | 11620 | [21 empty] | HLI-54 | Proxied Device | Good | KNND | 10 | N/A |  |  |  | neptronic_evcbseries | NEPTRONIC-EVCBSERIES
1436 | Building Management System | VAV-1016 | VAV-1016 | Neptronic | EVCB SERIES | Standard | Serial | VAVCTR | 6 | Lift Lobby |  |  | Active | Yes | IN-BLR-ANANTA-VAV-1016_6 | uuid://1e651d81-d7af-4ec5-84b9-41e3400eceef | {"asset":{"guid":"uuid://1e651d81-d7af-4ec5-84b9-41e3400eceef","site":"in-blr-ananta","name":"vav-1016"}} | KNND | [5 empty] | BACnet MS/TP | 121016 | 11620 | [21 empty] | HLI-54 | Proxied Device | Good | KNND | 10 | N/A |  |  |  | neptronic_evcbseries | NEPTRONIC-EVCBSERIES
1437 | Building Management System | VAV-1017 | VAV-1017 | Neptronic | EVCB SERIES | Standard | Serial | VAVCTR | 6 | 6A5 |  |  | Active | Yes | IN-BLR-ANANTA-VAV-1017_6 | uuid://7f709152-1bfc-4167-964b-c5387cadb609 | {"asset":{"guid":"uuid://7f709152-1bfc-4167-964b-c5387cadb609","site":"in-blr-ananta","name":"vav-1017"}} | KNND | [5 empty] | BACnet MS/TP | 121017 | 11620 | [21 empty] | HLI-54 | Proxied Device | Good | KNND | 10 | N/A |  |  |  | neptronic_evcbseries | NEPTRONIC-EVCBSERIES
1438 | Building Management System | VAV-1018 | VAV-1018 | Neptronic | EVCB SERIES | Standard | Serial | VAVCTR | 6 | 6A23 |  |  | Active | Yes | IN-BLR-ANANTA-VAV-1018_6 | uuid://48283697-b577-47d0-98b8-a2616d648b20 | {"asset":{"guid":"uuid://48283697-b577-47d0-98b8-a2616d648b20","site":"in-blr-ananta","name":"vav-1018"}} | KNND | [5 empty] | BACnet MS/TP | 121018 | 11620 | [21 empty] | HLI-54 | Proxied Device | Good | KNND | 10 | N/A |  |  |  | neptronic_evcbseries | NEPTRONIC-EVCBSERIES
1439 | Building Management System | VAV-1019 | VAV-1019 | Neptronic | EVCB SERIES | Standard | Serial | VAVCTR | 6 | 6B38 |  |  | Active | Yes | IN-BLR-ANANTA-VAV-1019_6 | uuid://28187cae-4f33-4f69-9273-fb7ee5c70fd5 | {"asset":{"guid":"uuid://28187cae-4f33-4f69-9273-fb7ee5c70fd5","site":"in-blr-ananta","name":"vav-1019"}} | KNND | [5 empty] | BACnet MS/TP | 121019 | 11621 | [21 empty] | HLI-58 | Proxied Device | Good | KNND | 10 | N/A |  |  |  | neptronic_evcbseries | NEPTRONIC-EVCBSERIES
1440 | Building Management System | VAV-1020 | VAV-1020 | Neptronic | EVCB SERIES | Standard | Serial | VAVCTR | 6 | 6A54 |  |  | Active | Yes | IN-BLR-ANANTA-VAV-1020_6 | uuid://42e8aa9a-5bc0-4718-a488-b160f6e073bc | {"asset":{"guid":"uuid://42e8aa9a-5bc0-4718-a488-b160f6e073bc","site":"in-blr-ananta","name":"vav-1020"}} | KNND | [5 empty] | BACnet MS/TP | 121020 | 11621 | [21 empty] | HLI-58 | Proxied Device | Good | KNND | 10 | N/A |  |  |  | neptronic_evcbseries | NEPTRONIC-EVCBSERIES
1441 | Building Management System | VAV-1021 | VAV-1021 | Neptronic | EVCB SERIES | Standard | Serial | VAVCTR | 6 | 6A55 |  |  | Active | Yes | IN-BLR-ANANTA-VAV-1021_6 | uuid://34e5c713-a976-4487-953e-aef40ac5e40f | {"asset":{"guid":"uuid://34e5c713-a976-4487-953e-aef40ac5e40f","site":"in-blr-ananta","name":"vav-1021"}} | KNND | [5 empty] | BACnet MS/TP | 121021 | 11621 | [21 empty] | HLI-58 | Proxied Device | Good | KNND | 10 | N/A |  |  |  | neptronic_evcbseries | NEPTRONIC-EVCBSERIES
1442 | Building Management System | VAV-1022 | VAV-1022 | Neptronic | EVCB SERIES | Standard | Serial | VAVCTR | 6 | 6A56 |  |  | Active | Yes | IN-BLR-ANANTA-VAV-1022_6 | uuid://e0b4f348-4d8e-479b-9425-dbed8a6807f9 | {"asset":{"guid":"uuid://e0b4f348-4d8e-479b-9425-dbed8a6807f9","site":"in-blr-ananta","name":"vav-1022"}} | KNND | [5 empty] | BACnet MS/TP | 121022 | 11621 | [21 empty] | HLI-58 | Proxied Device | Good | KNND | 10 | N/A |  |  |  | neptronic_evcbseries | NEPTRONIC-EVCBSERIES
1443 | Building Management System | VAV-1023 | VAV-1023 | Neptronic | EVCB SERIES | Standard | Serial | VAVCTR | 6 | IDF ROOM - 1 |  |  | Active | Yes | IN-BLR-ANANTA-VAV-1023_6 | uuid://f76807af-10d6-42f6-bcb8-2f4a5cecee95 | {"asset":{"guid":"uuid://f76807af-10d6-42f6-bcb8-2f4a5cecee95","site":"in-blr-ananta","name":"vav-1023"}} | KNND | [5 empty] | BACnet MS/TP | 121023 | 11621 | [21 empty] | HLI-58 | Proxied Device | Good | KNND | 10 | N/A |  |  |  | neptronic_evcbseries | NEPTRONIC-EVCBSERIES
1444 | Building Management System | VAV-1024 | VAV-1024 | Neptronic | EVCB SERIES | Standard | Serial | VAVCTR | 6 | 6A207 |  |  | Active | Yes | IN-BLR-ANANTA-VAV-1024_6 | uuid://cc1d947c-2314-44a6-a930-26cbb9cd4014 | {"asset":{"guid":"uuid://cc1d947c-2314-44a6-a930-26cbb9cd4014","site":"in-blr-ananta","name":"vav-1024"}} | KNND | [5 empty] | BACnet MS/TP | 121024 | 11621 | [21 empty] | HLI-58 | Proxied Device | Good | KNND | 10 | N/A |  |  |  | neptronic_evcbseries | NEPTRONIC-EVCBSERIES
1445 | Building Management System | VAV-1025 | VAV-1025 | Neptronic | EVCB SERIES | Standard | Serial | VAVCTR | 6 | 6A193 |  |  | Active | Yes | IN-BLR-ANANTA-VAV-1025_6 | uuid://2504e851-ed67-42cf-af22-3606dda1fdf5 | {"asset":{"guid":"uuid://2504e851-ed67-42cf-af22-3606dda1fdf5","site":"in-blr-ananta","name":"vav-1025"}} | KNND | [5 empty] | BACnet MS/TP | 121025 | 11621 | [21 empty] | HLI-58 | Proxied Device | Good | KNND | 10 | N/A |  |  |  | neptronic_evcbseries | NEPTRONIC-EVCBSERIES
1446 | Building Management System | VAV-1026 | VAV-1026 | Neptronic | EVCB SERIES | Standard | Serial | VAVCTR | 6 | 6B32 |  |  | Active | Yes | IN-BLR-ANANTA-VAV-1026_6 | uuid://e669cc22-237e-4318-88a0-889a7b21893a | {"asset":{"guid":"uuid://e669cc22-237e-4318-88a0-889a7b21893a","site":"in-blr-ananta","name":"vav-1026"}} | KNND | [5 empty] | BACnet MS/TP | 121026 | 11621 | [21 empty] | HLI-58 | Proxied Device | Good | KNND | 10 | N/A |  |  |  | neptronic_evcbseries | NEPTRONIC-EVCBSERIES
1447 | Building Management System | VAV-1027 | VAV-1027 | Neptronic | EVCB SERIES | Standard | Serial | VAVCTR | 6 | 605 |  |  | Active | Yes | IN-BLR-ANANTA-VAV-1027_6 | uuid://3cbf9b93-ac41-4850-b101-2d186810ac47 | {"asset":{"guid":"uuid://3cbf9b93-ac41-4850-b101-2d186810ac47","site":"in-blr-ananta","name":"vav-1027"}} | KNND | [5 empty] | BACnet MS/TP | 121027 | 11621 | [21 empty] | HLI-58 | Proxied Device | Good | KNND | 10 | N/A |  |  |  | neptronic_evcbseries | NEPTRONIC-EVCBSERIES
1448 | Building Management System | VAV-1028 | VAV-1028 | Neptronic | EVCB SERIES | Standard | Serial | VAVCTR | 6 | 604 |  |  | Active | Yes | IN-BLR-ANANTA-VAV-1028_6 | uuid://00528938-084b-4054-8b34-fcd394b92289 | {"asset":{"guid":"uuid://00528938-084b-4054-8b34-fcd394b92289","site":"in-blr-ananta","name":"vav-1028"}} | KNND | [5 empty] | BACnet MS/TP | 121028 | 11621 | [21 empty] | HLI-58 | Proxied Device | Good | KNND | 10 | N/A |  |  |  | neptronic_evcbseries | NEPTRONIC-EVCBSERIES
1449 | Building Management System | VAV-1029 | VAV-1029 | Neptronic | EVCB SERIES | Standard | Serial | VAVCTR | 6 | 607 |  |  | Active | Yes | IN-BLR-ANANTA-VAV-1029_6 | uuid://fc46a68f-4ea4-4344-a2d7-2e673272aac2 | {"asset":{"guid":"uuid://fc46a68f-4ea4-4344-a2d7-2e673272aac2","site":"in-blr-ananta","name":"vav-1029"}} | KNND | [5 empty] | BACnet MS/TP | 121029 | 11621 | [21 empty] | HLI-58 | Proxied Device | Good | KNND | 10 | N/A |  |  |  | neptronic_evcbseries | NEPTRONIC-EVCBSERIES
1450 | Building Management System | VAV-1030 | VAV-1030 | Neptronic | EVCB SERIES | Standard | Serial | VAVCTR | 6 | 614 |  |  | Active | Yes | IN-BLR-ANANTA-VAV-1030_6 | uuid://206f6517-51ff-4821-bde0-35fe97dd4913 | {"asset":{"guid":"uuid://206f6517-51ff-4821-bde0-35fe97dd4913","site":"in-blr-ananta","name":"vav-1030"}} | KNND | [5 empty] | BACnet MS/TP | 121030 | 11621 | [21 empty] | HLI-58 | Proxied Device | Good | KNND | 10 | N/A |  |  |  | neptronic_evcbseries | NEPTRONIC-EVCBSERIES
1451 | Building Management System | VAV-1031 | VAV-1031 | Neptronic | EVCB SERIES | Standard | Serial | VAVCTR | 6 | C635 |  |  | Active | Yes | IN-BLR-ANANTA-VAV-1031_6 | uuid://a25f34cf-9d02-482e-9d1d-6e27c79ef102 | {"asset":{"guid":"uuid://a25f34cf-9d02-482e-9d1d-6e27c79ef102","site":"in-blr-ananta","name":"vav-1031"}} | KNND | [5 empty] | BACnet MS/TP | 121031 | 11621 | [21 empty] | HLI-58 | Proxied Device | Good | KNND | 10 | N/A |  |  |  | neptronic_evcbseries | NEPTRONIC-EVCBSERIES
1452 | Building Management System | VAV-1032 | VAV-1032 | Neptronic | EVCB SERIES | Standard | Serial | VAVCTR | 6 | 6A42 |  |  | Active | Yes | IN-BLR-ANANTA-VAV-1032_6 | uuid://94f88334-4638-4933-b220-ad311837fded | {"asset":{"guid":"uuid://94f88334-4638-4933-b220-ad311837fded","site":"in-blr-ananta","name":"vav-1032"}} | KNND | [5 empty] | BACnet MS/TP | 121032 | 11622 | [21 empty] | HLI-58 | Proxied Device | Good | KNND | 10 | N/A |  |  |  | neptronic_evcbseries | NEPTRONIC-EVCBSERIES
1453 | Building Management System | VAV-1033 | VAV-1033 | Neptronic | EVCB SERIES | Standard | Serial | VAVCTR | 6 | 6A50 & 6A51 |  |  | Active | Yes | IN-BLR-ANANTA-VAV-1033_6 | uuid://9339a2cf-dd6b-4aa6-b4c8-726946efa387 | {"asset":{"guid":"uuid://9339a2cf-dd6b-4aa6-b4c8-726946efa387","site":"in-blr-ananta","name":"vav-1033"}} | KNND | [5 empty] | BACnet MS/TP | 121033 | 11622 | [21 empty] | HLI-58 | Proxied Device | Good | KNND | 10 | N/A |  |  |  | neptronic_evcbseries | NEPTRONIC-EVCBSERIES
1454 | Building Management System | VAV-1034 | VAV-1034 | Neptronic | EVCB SERIES | Standard | Serial | VAVCTR | 6 | 6B39 |  |  | Active | Yes | IN-BLR-ANANTA-VAV-1034_6 | uuid://9a17221a-9389-492b-b449-111aa0f0dd84 | {"asset":{"guid":"uuid://9a17221a-9389-492b-b449-111aa0f0dd84","site":"in-blr-ananta","name":"vav-1034"}} | KNND | [5 empty] | BACnet MS/TP | 121034 | 11622 | [21 empty] | HLI-58 | Proxied Device | Good | KNND | 10 | N/A |  |  |  | neptronic_evcbseries | NEPTRONIC-EVCBSERIES
1455 | Building Management System | VAV-1035 | VAV-1035 | Neptronic | EVCB SERIES | Standard | Serial | VAVCTR | 6 | 6A172 |  |  | Active | Yes | IN-BLR-ANANTA-VAV-1035_6 | uuid://1c8c10b5-115d-4fd5-a0b8-7db5604fac5a | {"asset":{"guid":"uuid://1c8c10b5-115d-4fd5-a0b8-7db5604fac5a","site":"in-blr-ananta","name":"vav-1035"}} | KNND | [5 empty] | BACnet MS/TP | 121035 | 11622 | [21 empty] | HLI-58 | Proxied Device | Good | KNND | 10 | N/A |  |  |  | neptronic_evcbseries | NEPTRONIC-EVCBSERIES
1456 | Building Management System | VAV-1036 | VAV-1036 | Neptronic | EVCB SERIES | Standard | Serial | VAVCTR | 6 | 6A174 |  |  | Active | Yes | IN-BLR-ANANTA-VAV-1036_6 | uuid://540cfec1-1d4a-4099-9222-7cf0d6b4ae00 | {"asset":{"guid":"uuid://540cfec1-1d4a-4099-9222-7cf0d6b4ae00","site":"in-blr-ananta","name":"vav-1036"}} | KNND | [5 empty] | BACnet MS/TP | 121036 | 11622 | [21 empty] | HLI-58 | Proxied Device | Good | KNND | 10 | N/A |  |  |  | neptronic_evcbseries | NEPTRONIC-EVCBSERIES
1457 | Building Management System | VAV-1037 | VAV-1037 | Neptronic | EVCB SERIES | Standard | Serial | VAVCTR | 6 | FA AHU Room |  |  | Active | Yes | IN-BLR-ANANTA-VAV-1037_6 | uuid://b30f936e-5ca3-4f33-9654-b3876a6cf2df | {"asset":{"guid":"uuid://b30f936e-5ca3-4f33-9654-b3876a6cf2df","site":"in-blr-ananta","name":"vav-1037"}} | KNND | [5 empty] | BACnet MS/TP | 121037 | 11622 | [21 empty] | HLI-58 | Proxied Device | Good | KNND | 10 | N/A |  |  |  | neptronic_evcbseries | NEPTRONIC-EVCBSERIES
1458 | Building Management System | VAV-1038 | VAV-1038 | Neptronic | EVCB SERIES | Standard | Serial | VAVCTR | 6 | 6C34 |  |  | Active | Yes | IN-BLR-ANANTA-VAV-1038_6 | uuid://8d11f5c4-6a92-44dc-988c-7a7c08052bf7 | {"asset":{"guid":"uuid://8d11f5c4-6a92-44dc-988c-7a7c08052bf7","site":"in-blr-ananta","name":"vav-1038"}} | KNND | [5 empty] | BACnet MS/TP | 121038 | 11623 | [21 empty] | HLI-54 | Proxied Device | Good | KNND | 10 | N/A |  |  |  | neptronic_evcbseries | NEPTRONIC-EVCBSERIES
1459 | Building Management System | VAV-1039 | VAV-1039 | Neptronic | EVCB SERIES | Standard | Serial | VAVCTR | 6 | IDF Room - 3 |  |  | Active | Yes | IN-BLR-ANANTA-VAV-1039_6 | uuid://09985979-714a-46f2-aedc-5db2387ba3e9 | {"asset":{"guid":"uuid://09985979-714a-46f2-aedc-5db2387ba3e9","site":"in-blr-ananta","name":"vav-1039"}} | KNND | [5 empty] | BACnet MS/TP | 121039 | 11623 | [21 empty] | HLI-54 | Proxied Device | Good | KNND | 10 | N/A |  |  |  | neptronic_evcbseries | NEPTRONIC-EVCBSERIES
1460 | Building Management System | VAV-1040 | VAV-1040 | Neptronic | EVCB SERIES | Standard | Serial | VAVCTR | 6 | 6A4 |  |  | Active | Yes | IN-BLR-ANANTA-VAV-1040_6 | uuid://46cb4f47-46b3-4b8c-a90f-cf31b996a720 | {"asset":{"guid":"uuid://46cb4f47-46b3-4b8c-a90f-cf31b996a720","site":"in-blr-ananta","name":"vav-1040"}} | KNND | [5 empty] | BACnet MS/TP | 121040 | 11623 | [21 empty] | HLI-54 | Proxied Device | Good | KNND | 10 | N/A |  |  |  | neptronic_evcbseries | NEPTRONIC-EVCBSERIES
1461 | Building Management System | VAV-1041 | VAV-1041 | Neptronic | EVCB SERIES | Standard | Serial | VAVCTR | 6 | 6A4 |  |  | Active | Yes | IN-BLR-ANANTA-VAV-1041_6 | uuid://c757cfd4-9107-4852-aae4-cc278f5cbab9 | {"asset":{"guid":"uuid://c757cfd4-9107-4852-aae4-cc278f5cbab9","site":"in-blr-ananta","name":"vav-1041"}} | KNND | [5 empty] | BACnet MS/TP | 121041 | 11623 | [21 empty] | HLI-54 | Proxied Device | Good | KNND | 10 | N/A |  |  |  | neptronic_evcbseries | NEPTRONIC-EVCBSERIES
1462 | Building Management System | VAV-1042 | VAV-1042 | Neptronic | EVCB SERIES | Standard | Serial | VAVCTR | 6 | 6D038 |  |  | Active | Yes | IN-BLR-ANANTA-VAV-1042_6 | uuid://ab677259-ef2b-4cb4-a74e-a8ca8885ba94 | {"asset":{"guid":"uuid://ab677259-ef2b-4cb4-a74e-a8ca8885ba94","site":"in-blr-ananta","name":"vav-1042"}} | KNND | [5 empty] | BACnet MS/TP | 121042 | 11623 | [21 empty] | HLI-54 | Proxied Device | Good | KNND | 10 | N/A |  |  |  | neptronic_evcbseries | NEPTRONIC-EVCBSERIES
1463 | Building Management System | VAV-1043 | VAV-1043 | Neptronic | EVCB SERIES | Standard | Serial | VAVCTR | 6 | 6D022 |  |  | Active | Yes | IN-BLR-ANANTA-VAV-1043_6 | uuid://6373c19a-654d-4465-9439-bbd64fc32ff2 | {"asset":{"guid":"uuid://6373c19a-654d-4465-9439-bbd64fc32ff2","site":"in-blr-ananta","name":"vav-1043"}} | KNND | [5 empty] | BACnet MS/TP | 121043 | 11623 | [21 empty] | HLI-54 | Proxied Device | Good | KNND | 10 | N/A |  |  |  | neptronic_evcbseries | NEPTRONIC-EVCBSERIES
1464 | Building Management System | VAV-1044 | VAV-1044 | Neptronic | EVCB SERIES | Standard | Serial | VAVCTR | 6 | 6D7 |  |  | Active | Yes | IN-BLR-ANANTA-VAV-1044_6 | uuid://b326ce5c-9a6c-4463-959e-5c3caceb9518 | {"asset":{"guid":"uuid://b326ce5c-9a6c-4463-959e-5c3caceb9518","site":"in-blr-ananta","name":"vav-1044"}} | KNND | [5 empty] | BACnet MS/TP | 121044 | 11623 | [21 empty] | HLI-54 | Proxied Device | Good | KNND | 10 | N/A |  |  |  | neptronic_evcbseries | NEPTRONIC-EVCBSERIES
1465 | Building Management System | VAV-1045 | VAV-1045 | Neptronic | EVCB SERIES | Standard | Serial | VAVCTR | 6 | 6D019 |  |  | Active | Yes | IN-BLR-ANANTA-VAV-1045_6 | uuid://bf50984a-9c4d-4dae-98ab-9119919f8e53 | {"asset":{"guid":"uuid://bf50984a-9c4d-4dae-98ab-9119919f8e53","site":"in-blr-ananta","name":"vav-1045"}} | KNND | [5 empty] | BACnet MS/TP | 121045 | 11623 | [21 empty] | HLI-54 | Proxied Device | Good | KNND | 10 | N/A |  |  |  | neptronic_evcbseries | NEPTRONIC-EVCBSERIES
1466 | Building Management System | VAV-1046 | VAV-1046 | Neptronic | EVCB SERIES | Standard | Serial | VAVCTR | 6 | 6D004 |  |  | Active | Yes | IN-BLR-ANANTA-VAV-1046_6 | uuid://adcc2a3f-5c30-4989-9860-bfea5d27a5d6 | {"asset":{"guid":"uuid://adcc2a3f-5c30-4989-9860-bfea5d27a5d6","site":"in-blr-ananta","name":"vav-1046"}} | KNND | [5 empty] | BACnet MS/TP | 121046 | 11623 | [21 empty] | HLI-54 | Proxied Device | Good | KNND | 10 | N/A |  |  |  | neptronic_evcbseries | NEPTRONIC-EVCBSERIES
1467 | Building Management System | VAV-1047 | VAV-1047 | Neptronic | EVCB SERIES | Standard | Serial | VAVCTR | 6 | 616 |  |  | Active | Yes | IN-BLR-ANANTA-VAV-1047_6 | uuid://fbd4f099-f36b-4209-8aec-ef3f9d56d452 | {"asset":{"guid":"uuid://fbd4f099-f36b-4209-8aec-ef3f9d56d452","site":"in-blr-ananta","name":"vav-1047"}} | KNND | [5 empty] | BACnet MS/TP | 121047 | 11623 | [21 empty] | HLI-54 | Proxied Device | Good | KNND | 10 | N/A |  |  |  | neptronic_evcbseries | NEPTRONIC-EVCBSERIES
1468 | Building Management System | VAV-1048 | VAV-1048 | Neptronic | EVCB SERIES | Standard | Serial | VAVCTR | 6 | 6D049 |  |  | Active | Yes | IN-BLR-ANANTA-VAV-1048_6 | uuid://8ef51c3a-1965-4ed6-9d55-274d9d46bd52 | {"asset":{"guid":"uuid://8ef51c3a-1965-4ed6-9d55-274d9d46bd52","site":"in-blr-ananta","name":"vav-1048"}} | KNND | [5 empty] | BACnet MS/TP | 121048 | 11623 | [21 empty] | HLI-54 | Proxied Device | Good | KNND | 10 | N/A |  |  |  | neptronic_evcbseries | NEPTRONIC-EVCBSERIES
1469 | Building Management System | VAV-1049 | VAV-1049 | Neptronic | EVCB SERIES | Standard | Serial | VAVCTR | 6 | 6D067 |  |  | Active | Yes | IN-BLR-ANANTA-VAV-1049_6 | uuid://844e89dd-9fcb-4d71-9f59-35e77f1fc05d | {"asset":{"guid":"uuid://844e89dd-9fcb-4d71-9f59-35e77f1fc05d","site":"in-blr-ananta","name":"vav-1049"}} | KNND | [5 empty] | BACnet MS/TP | 121049 | 11623 | [21 empty] | HLI-54 | Proxied Device | Good | KNND | 10 | N/A |  |  |  | neptronic_evcbseries | NEPTRONIC-EVCBSERIES
1470 | Building Management System | VAV-1050 | VAV-1050 | Neptronic | EVCB SERIES | Standard | Serial | VAVCTR | 6 | 6D075 |  |  | Active | Yes | IN-BLR-ANANTA-VAV-1050_6 | uuid://8ca84e2a-dbee-4232-a901-3d12fa5d8886 | {"asset":{"guid":"uuid://8ca84e2a-dbee-4232-a901-3d12fa5d8886","site":"in-blr-ananta","name":"vav-1050"}} | KNND | [5 empty] | BACnet MS/TP | 121050 | 11623 | [21 empty] | HLI-54 | Proxied Device | Good | KNND | 10 | N/A |  |  |  | neptronic_evcbseries | NEPTRONIC-EVCBSERIES
1471 | Building Management System | VAV-1051 | VAV-1051 | Neptronic | EVCB SERIES | Standard | Serial | VAVCTR | 6 | 6C25 |  |  | Active | Yes | IN-BLR-ANANTA-VAV-1051_6 | uuid://98d66943-5911-4e41-94f9-b0fa83e1119b | {"asset":{"guid":"uuid://98d66943-5911-4e41-94f9-b0fa83e1119b","site":"in-blr-ananta","name":"vav-1051"}} | KNND | [5 empty] | BACnet MS/TP | 121051 | 11623 | [21 empty] | HLI-54 | Proxied Device | Good | KNND | 10 | N/A |  |  |  | neptronic_evcbseries | NEPTRONIC-EVCBSERIES
1472 | Building Management System | VAV-1052 | VAV-1052 | Neptronic | EVCB SERIES | Standard | Serial | VAVCTR | 6 | FA Ahu Room |  |  | Active | Yes | IN-BLR-ANANTA-VAV-1052_6 | uuid://90351497-d880-4cef-99bc-db62687c44a1 | {"asset":{"guid":"uuid://90351497-d880-4cef-99bc-db62687c44a1","site":"in-blr-ananta","name":"vav-1052"}} | KNND | [5 empty] | BACnet MS/TP | 121052 | 11623 | [21 empty] | HLI-54 | Proxied Device | Good | KNND | 10 | N/A |  |  |  | neptronic_evcbseries | NEPTRONIC-EVCBSERIES
1473 | Building Management System | VAV-1053 | VAV-1053 | Neptronic | EVCB SERIES | Standard | Serial | VAVCTR | 6 | 6C27 |  |  | Active | Yes | IN-BLR-ANANTA-VAV-1053_6 | uuid://eeb08cc0-a7c1-4921-86d4-664f26da67e6 | {"asset":{"guid":"uuid://eeb08cc0-a7c1-4921-86d4-664f26da67e6","site":"in-blr-ananta","name":"vav-1053"}} | KNND | [5 empty] | BACnet MS/TP | 121053 | 11624 | [21 empty] | HLI-51 | Proxied Device | Good | KNND | 10 | N/A |  |  |  | neptronic_evcbseries | NEPTRONIC-EVCBSERIES
1474 | Building Management System | VAV-1054 | VAV-1054 | Neptronic | EVCB SERIES | Standard | Serial | VAVCTR | 6 | 6C26 |  |  | Active | Yes | IN-BLR-ANANTA-VAV-1054_6 | uuid://dc8b0b63-a874-41ec-aaea-c92c0ddc0683 | {"asset":{"guid":"uuid://dc8b0b63-a874-41ec-aaea-c92c0ddc0683","site":"in-blr-ananta","name":"vav-1054"}} | KNND | [5 empty] | BACnet MS/TP | 121054 | 11624 | [21 empty] | HLI-51 | Proxied Device | Good | KNND | 10 | N/A |  |  |  | neptronic_evcbseries | NEPTRONIC-EVCBSERIES
1475 | Building Management System | VAV-1055 | VAV-1055 | Neptronic | EVCB SERIES | Standard | Serial | VAVCTR | 6 | 6C24 |  |  | Active | Yes | IN-BLR-ANANTA-VAV-1055_6 | uuid://d3405004-53a8-4634-8685-e5f9ebf1fd54 | {"asset":{"guid":"uuid://d3405004-53a8-4634-8685-e5f9ebf1fd54","site":"in-blr-ananta","name":"vav-1055"}} | KNND | [5 empty] | BACnet MS/TP | 121055 | 11624 | [21 empty] | HLI-51 | Proxied Device | Good | KNND | 10 | N/A |  |  |  | neptronic_evcbseries | NEPTRONIC-EVCBSERIES
1476 | Building Management System | VAV-1056 | VAV-1056 | Neptronic | EVCB SERIES | Standard | Serial | VAVCTR | 6 | 6C23 |  |  | Active | Yes | IN-BLR-ANANTA-VAV-1056_6 | uuid://d71e69e9-c802-4aca-bfbb-cba215426485 | {"asset":{"guid":"uuid://d71e69e9-c802-4aca-bfbb-cba215426485","site":"in-blr-ananta","name":"vav-1056"}} | KNND | [5 empty] | BACnet MS/TP | 121056 | 11624 | [21 empty] | HLI-51 | Proxied Device | Good | KNND | 10 | N/A |  |  |  | neptronic_evcbseries | NEPTRONIC-EVCBSERIES
1477 | Building Management System | VAV-1057 | VAV-1057 | Neptronic | EVCB SERIES | Standard | Serial | VAVCTR | 6 | 6C22 |  |  | Active | Yes | IN-BLR-ANANTA-VAV-1057_6 | uuid://cad478f2-f2e7-4262-833b-928d2b984ae5 | {"asset":{"guid":"uuid://cad478f2-f2e7-4262-833b-928d2b984ae5","site":"in-blr-ananta","name":"vav-1057"}} | KNND | [5 empty] | BACnet MS/TP | 121057 | 11624 | [21 empty] | HLI-51 | Proxied Device | Good | KNND | 10 | N/A |  |  |  | neptronic_evcbseries | NEPTRONIC-EVCBSERIES
1478 | Building Management System | VAV-1058 | VAV-1058 | Neptronic | EVCB SERIES | Standard | Serial | VAVCTR | 6 | 6C21 |  |  | Active | Yes | IN-BLR-ANANTA-VAV-1058_6 | uuid://2e06cdf5-cfc4-4dc2-8566-4b3f43a8d8a9 | {"asset":{"guid":"uuid://2e06cdf5-cfc4-4dc2-8566-4b3f43a8d8a9","site":"in-blr-ananta","name":"vav-1058"}} | KNND | [5 empty] | BACnet MS/TP | 121058 | 11624 | [21 empty] | HLI-51 | Proxied Device | Good | KNND | 10 | N/A |  |  |  | neptronic_evcbseries | NEPTRONIC-EVCBSERIES
1479 | Building Management System | VAV-1059 | VAV-1059 | Neptronic | EVCB SERIES | Standard | Serial | VAVCTR | 6 | 6C8 |  |  | Active | Yes | IN-BLR-ANANTA-VAV-1059_6 | uuid://18f6f59d-e14e-4790-b264-732355fb4223 | {"asset":{"guid":"uuid://18f6f59d-e14e-4790-b264-732355fb4223","site":"in-blr-ananta","name":"vav-1059"}} | KNND | [5 empty] | BACnet MS/TP | 121059 | 11624 | [21 empty] | HLI-51 | Proxied Device | Good | KNND | 10 | N/A |  |  |  | neptronic_evcbseries | NEPTRONIC-EVCBSERIES
1480 | Building Management System | VAV-1060 | VAV-1060 | Neptronic | EVCB SERIES | Standard | Serial | VAVCTR | 6 | 6C12 |  |  | Active | Yes | IN-BLR-ANANTA-VAV-1060_6 | uuid://93957275-5012-443e-a567-c23020d23bf1 | {"asset":{"guid":"uuid://93957275-5012-443e-a567-c23020d23bf1","site":"in-blr-ananta","name":"vav-1060"}} | KNND | [5 empty] | BACnet MS/TP | 121060 | 11624 | [21 empty] | HLI-51 | Proxied Device | Good | KNND | 10 | N/A |  |  |  | neptronic_evcbseries | NEPTRONIC-EVCBSERIES
1481 | Building Management System | VAV-1061 | VAV-1061 | Neptronic | EVCB SERIES | Standard | Serial | VAVCTR | 6 | 6C10 |  |  | Active | Yes | IN-BLR-ANANTA-VAV-1061_6 | uuid://3cd8fd18-7a4d-4e23-8312-cea35ff93a7c | {"asset":{"guid":"uuid://3cd8fd18-7a4d-4e23-8312-cea35ff93a7c","site":"in-blr-ananta","name":"vav-1061"}} | KNND | [5 empty] | BACnet MS/TP | 121061 | 11624 | [21 empty] | HLI-51 | Proxied Device | Good | KNND | 10 | N/A |  |  |  | neptronic_evcbseries | NEPTRONIC-EVCBSERIES
1482 | Building Management System | VAV-1062 | VAV-1062 | Neptronic | EVCB SERIES | Standard | Serial | VAVCTR | 6 | 6C13 |  |  | Active | Yes | IN-BLR-ANANTA-VAV-1062_6 | uuid://86b51ddd-aab3-4cf0-8adc-cb08ef02afe2 | {"asset":{"guid":"uuid://86b51ddd-aab3-4cf0-8adc-cb08ef02afe2","site":"in-blr-ananta","name":"vav-1062"}} | KNND | [5 empty] | BACnet MS/TP | 121062 | 11624 | [21 empty] | HLI-51 | Proxied Device | Good | KNND | 10 | N/A |  |  |  | neptronic_evcbseries | NEPTRONIC-EVCBSERIES
1483 | Building Management System | VAV-1063 | VAV-1063 | Neptronic | EVCB SERIES | Standard | Serial | VAVCTR | 6 | 6C19 |  |  | Active | Yes | IN-BLR-ANANTA-VAV-1063_6 | uuid://a7939d3d-cd61-4ca5-9170-bf17ba97b7b9 | {"asset":{"guid":"uuid://a7939d3d-cd61-4ca5-9170-bf17ba97b7b9","site":"in-blr-ananta","name":"vav-1063"}} | KNND | [5 empty] | BACnet MS/TP | 121063 | 11624 | [21 empty] | HLI-51 | Proxied Device | Good | KNND | 10 | N/A |  |  |  | neptronic_evcbseries | NEPTRONIC-EVCBSERIES
1484 | Building Management System | VAV-1064 | VAV-1064 | Neptronic | EVCB SERIES | Standard | Serial | VAVCTR | 6 | 6C17 |  |  | Active | Yes | IN-BLR-ANANTA-VAV-1064_6 | uuid://26be4b87-e00e-4552-84d6-2f27cbc99c37 | {"asset":{"guid":"uuid://26be4b87-e00e-4552-84d6-2f27cbc99c37","site":"in-blr-ananta","name":"vav-1064"}} | KNND | [5 empty] | BACnet MS/TP | 121064 | 11624 | [21 empty] | HLI-51 | Proxied Device | Good | KNND | 10 | N/A |  |  |  | neptronic_evcbseries | NEPTRONIC-EVCBSERIES
1485 | Building Management System | VAV-1065 | VAV-1065 | Neptronic | EVCB SERIES | Standard | Serial | VAVCTR | 6 | 670 |  |  | Active | Yes | IN-BLR-ANANTA-VAV-1065_6 | uuid://1f1fd230-8f5d-476c-a596-007ed7e49b85 | {"asset":{"guid":"uuid://1f1fd230-8f5d-476c-a596-007ed7e49b85","site":"in-blr-ananta","name":"vav-1065"}} | KNND | [5 empty] | BACnet MS/TP | 121065 | 11624 | [21 empty] | HLI-51 | Proxied Device | Good | KNND | 10 | N/A |  |  |  | neptronic_evcbseries | NEPTRONIC-EVCBSERIES
1486 | Building Management System | VAV-1066 | VAV-1066 | Neptronic | EVCB SERIES | Standard | Serial | VAVCTR | 6 | 6C16 |  |  | Active | Yes | IN-BLR-ANANTA-VAV-1066_6 | uuid://aa47850c-6578-45cc-8246-989348d7db86 | {"asset":{"guid":"uuid://aa47850c-6578-45cc-8246-989348d7db86","site":"in-blr-ananta","name":"vav-1066"}} | KNND | [5 empty] | BACnet MS/TP | 121066 | 11624 | [21 empty] | HLI-51 | Proxied Device | Good | KNND | 10 | N/A |  |  |  | neptronic_evcbseries | NEPTRONIC-EVCBSERIES
1487 | Building Management System | VAV-1067 | VAV-1067 | Neptronic | EVCB SERIES | Standard | Serial | VAVCTR | 6 | 663 |  |  | Active | Yes | IN-BLR-ANANTA-VAV-1067_6 | uuid://667fbef2-fcd1-49ee-b893-7030d82ffe81 | {"asset":{"guid":"uuid://667fbef2-fcd1-49ee-b893-7030d82ffe81","site":"in-blr-ananta","name":"vav-1067"}} | KNND | [5 empty] | BACnet MS/TP | 121067 | 11624 | [21 empty] | HLI-51 | Proxied Device | Good | KNND | 10 | N/A |  |  |  | neptronic_evcbseries | NEPTRONIC-EVCBSERIES
1488 | Building Management System | VAV-1068 | VAV-1068 | Neptronic | EVCB SERIES | Standard | Serial | VAVCTR | 6 | 6C15 |  |  | Active | Yes | IN-BLR-ANANTA-VAV-1068_6 | uuid://c8edd260-02ae-465c-a9d3-3c1ee2195b00 | {"asset":{"guid":"uuid://c8edd260-02ae-465c-a9d3-3c1ee2195b00","site":"in-blr-ananta","name":"vav-1068"}} | KNND | [5 empty] | BACnet MS/TP | 121068 | 11624 | [21 empty] | HLI-51 | Proxied Device | Good | KNND | 10 | N/A |  |  |  | neptronic_evcbseries | NEPTRONIC-EVCBSERIES
1489 | Building Management System | VAV-1069 | VAV-1069 | Neptronic | EVCB SERIES | Standard | Serial | VAVCTR | 6 | 6C14 |  |  | Active | Yes | IN-BLR-ANANTA-VAV-1069_6 | uuid://df7eddb7-3abb-45ab-8eca-08b5eb6470f9 | {"asset":{"guid":"uuid://df7eddb7-3abb-45ab-8eca-08b5eb6470f9","site":"in-blr-ananta","name":"vav-1069"}} | KNND | [5 empty] | BACnet MS/TP | 121069 | 11624 | [21 empty] | HLI-51 | Proxied Device | Good | KNND | 10 | N/A |  |  |  | neptronic_evcbseries | NEPTRONIC-EVCBSERIES
1490 | Building Management System | VAV-1070 | VAV-1070 | Neptronic | EVCB SERIES | Standard | Serial | VAVCTR | 6 | 6B11 & 6B13 |  |  | Active | Yes | IN-BLR-ANANTA-VAV-1070_6 | uuid://e166f330-8ea9-4869-a922-2c97ca64c72f | {"asset":{"guid":"uuid://e166f330-8ea9-4869-a922-2c97ca64c72f","site":"in-blr-ananta","name":"vav-1070"}} | KNND | [5 empty] | BACnet MS/TP | 121070 | 11624 | [21 empty] | HLI-51 | Proxied Device | Good | KNND | 10 | N/A |  |  |  | neptronic_evcbseries | NEPTRONIC-EVCBSERIES
1491 | Building Management System | VAV-1071 | VAV-1071 | Neptronic | EVCB SERIES | Standard | Serial | VAVCTR | 6 | 6B12 & 6B14 |  |  | Active | Yes | IN-BLR-ANANTA-VAV-1071_6 | uuid://824a1738-4608-4602-a647-28f3e3215637 | {"asset":{"guid":"uuid://824a1738-4608-4602-a647-28f3e3215637","site":"in-blr-ananta","name":"vav-1071"}} | KNND | [5 empty] | BACnet MS/TP | 121071 | 11625 | [21 empty] | HLI-51 | Proxied Device | Good | KNND | 10 | N/A |  |  |  | neptronic_evcbseries | NEPTRONIC-EVCBSERIES
1492 | Building Management System | VAV-1072 | VAV-1072 | Neptronic | EVCB SERIES | Standard | Serial | VAVCTR | 6 | 6B16 |  |  | Active | Yes | IN-BLR-ANANTA-VAV-1072_6 | uuid://fd68d3db-3636-47de-8c90-70927e7b58e2 | {"asset":{"guid":"uuid://fd68d3db-3636-47de-8c90-70927e7b58e2","site":"in-blr-ananta","name":"vav-1072"}} | KNND | [5 empty] | BACnet MS/TP | 121072 | 11625 | [21 empty] | HLI-51 | Proxied Device | Good | KNND | 10 | N/A |  |  |  | neptronic_evcbseries | NEPTRONIC-EVCBSERIES
1493 | Building Management System | VAV-1073 | VAV-1073 | Neptronic | EVCB SERIES | Standard | Serial | VAVCTR | 6 | 6B15 |  |  | Active | Yes | IN-BLR-ANANTA-VAV-1073_6 | uuid://f4bfe43b-13a0-42b8-828f-20014e23caa1 | {"asset":{"guid":"uuid://f4bfe43b-13a0-42b8-828f-20014e23caa1","site":"in-blr-ananta","name":"vav-1073"}} | KNND | [5 empty] | BACnet MS/TP | 121073 | 11625 | [21 empty] | HLI-51 | Proxied Device | Good | KNND | 10 | N/A |  |  |  | neptronic_evcbseries | NEPTRONIC-EVCBSERIES
1494 | Building Management System | VAV-1074 | VAV-1074 | Neptronic | EVCB SERIES | Standard | Serial | VAVCTR | 6 | 6I79 & 6180 |  |  | Active | Yes | IN-BLR-ANANTA-VAV-1074_6 | uuid://6e495e22-bd23-4548-bd8f-7f9ec1cce209 | {"asset":{"guid":"uuid://6e495e22-bd23-4548-bd8f-7f9ec1cce209","site":"in-blr-ananta","name":"vav-1074"}} | KNND | [5 empty] | BACnet MS/TP | 121074 | 11625 | [21 empty] | HLI-51 | Proxied Device | Good | KNND | 10 | N/A |  |  |  | neptronic_evcbseries | NEPTRONIC-EVCBSERIES
1495 | Building Management System | VAV-1075 | VAV-1075 | Neptronic | EVCB SERIES | Standard | Serial | VAVCTR | 6 | 6B18 |  |  | Active | Yes | IN-BLR-ANANTA-VAV-1075_6 | uuid://e9379cbd-7492-4ea0-9c5f-585df4eb2f54 | {"asset":{"guid":"uuid://e9379cbd-7492-4ea0-9c5f-585df4eb2f54","site":"in-blr-ananta","name":"vav-1075"}} | KNND | [5 empty] | BACnet MS/TP | 121075 | 11625 | [21 empty] | HLI-51 | Proxied Device | Good | KNND | 10 | N/A |  |  |  | neptronic_evcbseries | NEPTRONIC-EVCBSERIES
1496 | Building Management System | VAV-1076 | VAV-1076 | Neptronic | EVCB SERIES | Standard | Serial | VAVCTR | 6 | 6B24 - Central Kitchen |  |  | Active | Yes | IN-BLR-ANANTA-VAV-1076_6 | uuid://5b3fac11-b29c-4f20-8ce7-ddb57d219c0d | {"asset":{"guid":"uuid://5b3fac11-b29c-4f20-8ce7-ddb57d219c0d","site":"in-blr-ananta","name":"vav-1076"}} | KNND | [5 empty] | BACnet MS/TP | 121076 | 11625 | [21 empty] | HLI-51 | Proxied Device | Good | KNND | 10 | N/A |  |  |  | neptronic_evcbseries | NEPTRONIC-EVCBSERIES
1497 | Building Management System | VAV-1077 | VAV-1077 | Neptronic | EVCB SERIES | Standard | Serial | VAVCTR | 6 | 6I82 |  |  | Active | Yes | IN-BLR-ANANTA-VAV-1077_6 | uuid://8867badd-5f23-4953-b78d-2ef94de85bcf | {"asset":{"guid":"uuid://8867badd-5f23-4953-b78d-2ef94de85bcf","site":"in-blr-ananta","name":"vav-1077"}} | KNND | [5 empty] | BACnet MS/TP | 121077 | 11625 | [21 empty] | HLI-51 | Proxied Device | Good | KNND | 10 | N/A |  |  |  | neptronic_evcbseries | NEPTRONIC-EVCBSERIES
1498 | Building Management System | VAV-1078 | VAV-1078 | Neptronic | EVCB SERIES | Standard | Serial | VAVCTR | 6 | 6B19 |  |  | Active | Yes | IN-BLR-ANANTA-VAV-1078_6 | uuid://49431fe0-5acc-4dc2-b756-083199de4070 | {"asset":{"guid":"uuid://49431fe0-5acc-4dc2-b756-083199de4070","site":"in-blr-ananta","name":"vav-1078"}} | KNND | [5 empty] | BACnet MS/TP | 121078 | 11625 | [21 empty] | HLI-51 | Proxied Device | Good | KNND | 10 | N/A |  |  |  | neptronic_evcbseries | NEPTRONIC-EVCBSERIES
1499 | Building Management System | VAV-1079 | VAV-1079 | Neptronic | EVCB SERIES | Standard | Serial | VAVCTR | 6 | 6I84 |  |  | Active | Yes | IN-BLR-ANANTA-VAV-1079_6 | uuid://5e6cc911-ae0c-4044-a497-a128f1861b35 | {"asset":{"guid":"uuid://5e6cc911-ae0c-4044-a497-a128f1861b35","site":"in-blr-ananta","name":"vav-1079"}} | KNND | [5 empty] | BACnet MS/TP | 121079 | 11625 | [21 empty] | HLI-51 | Proxied Device | Good | KNND | 10 | N/A |  |  |  | neptronic_evcbseries | NEPTRONIC-EVCBSERIES
1500 | Building Management System | VAV-1080 | VAV-1080 | Neptronic | EVCB SERIES | Standard | Serial | VAVCTR | 6 | 6B26 |  |  | Active | Yes | IN-BLR-ANANTA-VAV-1080_6 | uuid://7b50a1ba-696c-46f3-945a-e6533d5a4b4f | {"asset":{"guid":"uuid://7b50a1ba-696c-46f3-945a-e6533d5a4b4f","site":"in-blr-ananta","name":"vav-1080"}} | KNND | [5 empty] | BACnet MS/TP | 121080 | 11625 | [21 empty] | HLI-51 | Proxied Device | Good | KNND | 10 | N/A |  |  |  | neptronic_evcbseries | NEPTRONIC-EVCBSERIES
1501 | Building Management System | VAV-1081 | VAV-1081 | Neptronic | EVCB SERIES | Standard | Serial | VAVCTR | 6 | 6B27 |  |  | Active | Yes | IN-BLR-ANANTA-VAV-1081_6 | uuid://3b811a57-196f-4dce-9fdc-b04a2d6ed845 | {"asset":{"guid":"uuid://3b811a57-196f-4dce-9fdc-b04a2d6ed845","site":"in-blr-ananta","name":"vav-1081"}} | KNND | [5 empty] | BACnet MS/TP | 121081 | 11625 | [21 empty] | HLI-51 | Proxied Device | Good | KNND | 10 | N/A |  |  |  | neptronic_evcbseries | NEPTRONIC-EVCBSERIES
1502 | Building Management System | VAV-1082 | VAV-1082 | Neptronic | EVCB SERIES | Standard | Serial | VAVCTR | 6 | 6B28 |  |  | Active | Yes | IN-BLR-ANANTA-VAV-1082_6 | uuid://adb0056c-c969-4bb5-ae04-d8911a9ab9d9 | {"asset":{"guid":"uuid://adb0056c-c969-4bb5-ae04-d8911a9ab9d9","site":"in-blr-ananta","name":"vav-1082"}} | KNND | [5 empty] | BACnet MS/TP | 121082 | 11625 | [21 empty] | HLI-51 | Proxied Device | Good | KNND | 10 | N/A |  |  |  | neptronic_evcbseries | NEPTRONIC-EVCBSERIES
1503 | Building Management System | VAV-1083 | VAV-1083 | Neptronic | EVCB SERIES | Standard | Serial | VAVCTR | 6 | 6B30 |  |  | Active | Yes | IN-BLR-ANANTA-VAV-1083_6 | uuid://c00451b7-80ae-44b5-a4a0-4e802821a363 | {"asset":{"guid":"uuid://c00451b7-80ae-44b5-a4a0-4e802821a363","site":"in-blr-ananta","name":"vav-1083"}} | KNND | [5 empty] | BACnet MS/TP | 121083 | 11625 | [21 empty] | HLI-51 | Proxied Device | Good | KNND | 10 | N/A |  |  |  | neptronic_evcbseries | NEPTRONIC-EVCBSERIES
1504 | Building Management System | VAV-1084 | VAV-1084 | Neptronic | EVCB SERIES | Standard | Serial | VAVCTR | 6 | 6I85 & 6I86 |  |  | Active | Yes | IN-BLR-ANANTA-VAV-1084_6 | uuid://15b581a5-cdf0-4dd5-b28b-891ab67677bd | {"asset":{"guid":"uuid://15b581a5-cdf0-4dd5-b28b-891ab67677bd","site":"in-blr-ananta","name":"vav-1084"}} | KNND | [5 empty] | BACnet MS/TP | 121084 | 11625 | [21 empty] | HLI-51 | Proxied Device | Good | KNND | 10 | N/A |  |  |  | neptronic_evcbseries | NEPTRONIC-EVCBSERIES
1505 | Building Management System | VAV-1085 | VAV-1085 | Neptronic | EVCB SERIES | Standard | Serial | VAVCTR | 6 | 6I86 |  |  | Active | Yes | IN-BLR-ANANTA-VAV-1085_6 | uuid://99fcdfd5-c458-4f5d-ad24-a3c368019560 | {"asset":{"guid":"uuid://99fcdfd5-c458-4f5d-ad24-a3c368019560","site":"in-blr-ananta","name":"vav-1085"}} | KNND | [5 empty] | BACnet MS/TP | 121085 | 11625 | [21 empty] | HLI-51 | Proxied Device | Good | KNND | 10 | N/A |  |  |  | neptronic_evcbseries | NEPTRONIC-EVCBSERIES
1506 | Building Management System | VAV-1086 | VAV-1086 | Neptronic | EVCB SERIES | Standard | Serial | VAVCTR | 6 | 6I87 |  |  | Active | Yes | IN-BLR-ANANTA-VAV-1086_6 | uuid://c69c15c5-9850-4045-ba68-094c8cacf61b | {"asset":{"guid":"uuid://c69c15c5-9850-4045-ba68-094c8cacf61b","site":"in-blr-ananta","name":"vav-1086"}} | KNND | [5 empty] | BACnet MS/TP | 121086 | 11625 | [21 empty] | HLI-51 | Proxied Device | Good | KNND | 10 | N/A |  |  |  | neptronic_evcbseries | NEPTRONIC-EVCBSERIES
1507 | Building Management System | VAV-1087 | VAV-1087 | Neptronic | EVCB SERIES | Standard | Serial | VAVCTR | 6 | 6B29 |  |  | Active | Yes | IN-BLR-ANANTA-VAV-1087_6 | uuid://a1c60c46-b9f8-4e74-99df-f46dfb381bf5 | {"asset":{"guid":"uuid://a1c60c46-b9f8-4e74-99df-f46dfb381bf5","site":"in-blr-ananta","name":"vav-1087"}} | KNND | [5 empty] | BACnet MS/TP | 121087 | 11625 | [21 empty] | HLI-51 | Proxied Device | Good | KNND | 10 | N/A |  |  |  | neptronic_evcbseries | NEPTRONIC-EVCBSERIES
1508 | Building Management System | VAV-1088 | VAV-1088 | Neptronic | EVCB SERIES | Standard | Serial | VAVCTR | 6 | 6B23 |  |  | Active | Yes | IN-BLR-ANANTA-VAV-1088_6 | uuid://32b1acec-5424-47d6-a5b2-3a87b28e1692 | {"asset":{"guid":"uuid://32b1acec-5424-47d6-a5b2-3a87b28e1692","site":"in-blr-ananta","name":"vav-1088"}} | KNND | [5 empty] | BACnet MS/TP | 121088 | 11625 | [21 empty] | HLI-51 | Proxied Device | Good | KNND | 10 | N/A |  |  |  | neptronic_evcbseries | NEPTRONIC-EVCBSERIES
1509 | Building Management System | VAV-1089 | VAV-1089 | Neptronic | EVCB SERIES | Standard | Serial | VAVCTR | 6 | No Name |  |  | Active | Yes | IN-BLR-ANANTA-VAV-1089_6 | uuid://562aca93-a128-4789-b534-a0da11bc2b3e | {"asset":{"guid":"uuid://562aca93-a128-4789-b534-a0da11bc2b3e","site":"in-blr-ananta","name":"vav-1089"}} | KNND | [5 empty] | BACnet MS/TP | 121089 | 11625 | [21 empty] | HLI-51 | Proxied Device | Good | KNND | 10 | N/A |  |  |  | neptronic_evcbseries | NEPTRONIC-EVCBSERIES
1510 | Building Management System | VAV-1090 | VAV-1090 | Neptronic | EVCB SERIES | Standard | Serial | VAVCTR | 7 | 782 |  |  | Active | Yes | IN-BLR-ANANTA-VAV-1090_7 | uuid://78f29ef7-f2ec-4ea8-bb83-441dae00bdb3 | {"asset":{"guid":"uuid://78f29ef7-f2ec-4ea8-bb83-441dae00bdb3","site":"in-blr-ananta","name":"vav-1090"}} | KNND | [5 empty] | BACnet MS/TP | 121090 | 11629 | [21 empty] | HLI-63 | Proxied Device | Good | KNND | 10 | N/A |  |  |  | neptronic_evcbseries | NEPTRONIC-EVCBSERIES
1511 | Building Management System | VAV-1091 | VAV-1091 | Neptronic | EVCB SERIES | Standard | Serial | VAVCTR | 7 | 7D38 & 7D39 |  |  | Active | Yes | IN-BLR-ANANTA-VAV-1091_7 | uuid://be5bb5a8-8ccf-4a9a-a537-ab2e3629b3c8 | {"asset":{"guid":"uuid://be5bb5a8-8ccf-4a9a-a537-ab2e3629b3c8","site":"in-blr-ananta","name":"vav-1091"}} | KNND | [5 empty] | BACnet MS/TP | 121091 | 11629 | [21 empty] | HLI-63 | Proxied Device | Good | KNND | 10 | N/A |  |  |  | neptronic_evcbseries | NEPTRONIC-EVCBSERIES
1512 | Building Management System | VAV-1092 | VAV-1092 | Neptronic | EVCB SERIES | Standard | Serial | VAVCTR | 7 | 7D76 |  |  | Active | Yes | IN-BLR-ANANTA-VAV-1092_7 | uuid://31cb40fc-eb33-46d5-84fc-a1713e283bcd | {"asset":{"guid":"uuid://31cb40fc-eb33-46d5-84fc-a1713e283bcd","site":"in-blr-ananta","name":"vav-1092"}} | KNND | [5 empty] | BACnet MS/TP | 121092 | 11629 | [21 empty] | HLI-63 | Proxied Device | Good | KNND | 10 | N/A |  |  |  | neptronic_evcbseries | NEPTRONIC-EVCBSERIES
1513 | Building Management System | VAV-1093 | VAV-1093 | Neptronic | EVCB SERIES | Standard | Serial | VAVCTR | 7 | 7D48 |  |  | Active | Yes | IN-BLR-ANANTA-VAV-1093_7 | uuid://28b3d218-106b-4b66-958f-de85ad49b256 | {"asset":{"guid":"uuid://28b3d218-106b-4b66-958f-de85ad49b256","site":"in-blr-ananta","name":"vav-1093"}} | KNND | [5 empty] | BACnet MS/TP | 121093 | 11629 | [21 empty] | HLI-63 | Proxied Device | Good | KNND | 10 | N/A |  |  |  | neptronic_evcbseries | NEPTRONIC-EVCBSERIES
1514 | Building Management System | VAV-1094 | VAV-1094 | Neptronic | EVCB SERIES | Standard | Serial | VAVCTR | 7 | 7D177 - |  |  | Active | Yes | IN-BLR-ANANTA-VAV-1094_7 | uuid://9b784d77-a64b-470e-bd7b-e27b697cf3b4 | {"asset":{"guid":"uuid://9b784d77-a64b-470e-bd7b-e27b697cf3b4","site":"in-blr-ananta","name":"vav-1094"}} | KNND | [5 empty] | BACnet MS/TP | 121094 | 11629 | [21 empty] | HLI-63 | Proxied Device | Good | KNND | 10 | N/A |  |  |  | neptronic_evcbseries | NEPTRONIC-EVCBSERIES
1515 | Building Management System | VAV-1095 | VAV-1095 | Neptronic | EVCB SERIES | Standard | Serial | VAVCTR | 7 | 7D199 |  |  | Active | Yes | IN-BLR-ANANTA-VAV-1095_7 | uuid://06e21245-8243-4c9c-b099-6aa7bd79b0ce | {"asset":{"guid":"uuid://06e21245-8243-4c9c-b099-6aa7bd79b0ce","site":"in-blr-ananta","name":"vav-1095"}} | KNND | [5 empty] | BACnet MS/TP | 121095 | 11629 | [21 empty] | HLI-63 | Proxied Device | Good | KNND | 10 | N/A |  |  |  | neptronic_evcbseries | NEPTRONIC-EVCBSERIES
1516 | Building Management System | VAV-1096 | VAV-1096 | Neptronic | EVCB SERIES | Standard | Serial | VAVCTR | 7 | 7D201 |  |  | Active | Yes | IN-BLR-ANANTA-VAV-1096_7 | uuid://0a72b095-654d-4985-8fa7-c1bb1066e5c2 | {"asset":{"guid":"uuid://0a72b095-654d-4985-8fa7-c1bb1066e5c2","site":"in-blr-ananta","name":"vav-1096"}} | KNND | [5 empty] | BACnet MS/TP | 121096 | 11629 | [21 empty] | HLI-63 | Proxied Device | Good | KNND | 10 | N/A |  |  |  | neptronic_evcbseries | NEPTRONIC-EVCBSERIES
1517 | Building Management System | VAV-1097 | VAV-1097 | Neptronic | EVCB SERIES | Standard | Serial | VAVCTR | 7 | 7D204 |  |  | Active | Yes | IN-BLR-ANANTA-VAV-1097_7 | uuid://b069c4c4-1456-4682-a9ec-2206d93b3647 | {"asset":{"guid":"uuid://b069c4c4-1456-4682-a9ec-2206d93b3647","site":"in-blr-ananta","name":"vav-1097"}} | KNND | [5 empty] | BACnet MS/TP | 121097 | 11629 | [21 empty] | HLI-63 | Proxied Device | Good | KNND | 10 | N/A |  |  |  | neptronic_evcbseries | NEPTRONIC-EVCBSERIES
1518 | Building Management System | VAV-1098 | VAV-1098 | Neptronic | EVCB SERIES | Standard | Serial | VAVCTR | 7 | 7D40 & 7D41 |  |  | Active | Yes | IN-BLR-ANANTA-VAV-1098_7 | uuid://112ecc2b-73c8-46ce-9532-459018ae61b6 | {"asset":{"guid":"uuid://112ecc2b-73c8-46ce-9532-459018ae61b6","site":"in-blr-ananta","name":"vav-1098"}} | KNND | [5 empty] | BACnet MS/TP | 121098 | 11629 | [21 empty] | HLI-63 | Proxied Device | Good | KNND | 10 | N/A |  |  |  | neptronic_evcbseries | NEPTRONIC-EVCBSERIES
1519 | Building Management System | VAV-1099 | VAV-1099 | Neptronic | EVCB SERIES | Standard | Serial | VAVCTR | 7 | 7D242 |  |  | Active | Yes | IN-BLR-ANANTA-VAV-1099_7 | uuid://bc11dbda-6d93-44b8-8475-e0776a8357a7 | {"asset":{"guid":"uuid://bc11dbda-6d93-44b8-8475-e0776a8357a7","site":"in-blr-ananta","name":"vav-1099"}} | KNND | [5 empty] | BACnet MS/TP | 121099 | 11629 | [21 empty] | HLI-63 | Proxied Device | Good | KNND | 10 | N/A |  |  |  | neptronic_evcbseries | NEPTRONIC-EVCBSERIES
1520 | Building Management System | VAV-1100 | VAV-1100 | Neptronic | EVCB SERIES | Standard | Serial | VAVCTR | 7 | 7D42 |  |  | Active | Yes | IN-BLR-ANANTA-VAV-1100_7 | uuid://c9ed37a5-54cc-4fe0-8f1e-3f313572ef06 | {"asset":{"guid":"uuid://c9ed37a5-54cc-4fe0-8f1e-3f313572ef06","site":"in-blr-ananta","name":"vav-1100"}} | KNND | [5 empty] | BACnet MS/TP | 121100 | 11629 | [21 empty] | HLI-63 | Proxied Device | Good | KNND | 10 | N/A |  |  |  | neptronic_evcbseries | NEPTRONIC-EVCBSERIES
1521 | Building Management System | VAV-1101 | VAV-1101 | Neptronic | EVCB SERIES | Standard | Serial | VAVCTR | 7 | 7D250 |  |  | Active | Yes | IN-BLR-ANANTA-VAV-1101_7 | uuid://6f87c47e-0e71-4750-9f5e-9fdec23ccde5 | {"asset":{"guid":"uuid://6f87c47e-0e71-4750-9f5e-9fdec23ccde5","site":"in-blr-ananta","name":"vav-1101"}} | KNND | [5 empty] | BACnet MS/TP | 121101 | 11629 | [21 empty] | HLI-63 | Proxied Device | Good | KNND | 10 | N/A |  |  |  | neptronic_evcbseries | NEPTRONIC-EVCBSERIES
1522 | Building Management System | VAV-1102 | VAV-1102 | Neptronic | EVCB SERIES | Standard | Serial | VAVCTR | 7 | 7D47 |  |  | Active | Yes | IN-BLR-ANANTA-VAV-1102_7 | uuid://55bd0a3e-0484-4c47-a0af-b4330bfaed97 | {"asset":{"guid":"uuid://55bd0a3e-0484-4c47-a0af-b4330bfaed97","site":"in-blr-ananta","name":"vav-1102"}} | KNND | [5 empty] | BACnet MS/TP | 121102 | 11629 | [21 empty] | HLI-63 | Proxied Device | Good | KNND | 10 | N/A |  |  |  | neptronic_evcbseries | NEPTRONIC-EVCBSERIES
1523 | Building Management System | VAV-1103 | VAV-1103 | Neptronic | EVCB SERIES | Standard | Serial | VAVCTR | 7 | 7D43 & 7D44 |  |  | Active | Yes | IN-BLR-ANANTA-VAV-1103_7 | uuid://97f412a2-6e63-47ce-ad2e-24f9d57d2fea | {"asset":{"guid":"uuid://97f412a2-6e63-47ce-ad2e-24f9d57d2fea","site":"in-blr-ananta","name":"vav-1103"}} | KNND | [5 empty] | BACnet MS/TP | 121103 | 11629 | [21 empty] | HLI-63 | Proxied Device | Good | KNND | 10 | N/A |  |  |  | neptronic_evcbseries | NEPTRONIC-EVCBSERIES
1524 | Building Management System | VAV-1104 | VAV-1104 | Neptronic | EVCB SERIES | Standard | Serial | VAVCTR | 7 | 7D256 |  |  | Active | Yes | IN-BLR-ANANTA-VAV-1104_7 | uuid://61412ed3-d56d-48f4-85ea-e8c621e1951b | {"asset":{"guid":"uuid://61412ed3-d56d-48f4-85ea-e8c621e1951b","site":"in-blr-ananta","name":"vav-1104"}} | KNND | [5 empty] | BACnet MS/TP | 121104 | 11629 | [21 empty] | HLI-63 | Proxied Device | Good | KNND | 10 | N/A |  |  |  | neptronic_evcbseries | NEPTRONIC-EVCBSERIES
1525 | Building Management System | VAV-1105 | VAV-1105 | Neptronic | EVCB SERIES | Standard | Serial | VAVCTR | 7 | FA Ahu Room |  |  | Active | Yes | IN-BLR-ANANTA-VAV-1105_7 | uuid://b6e0f242-c552-4145-96b5-3c3757bda6d5 | {"asset":{"guid":"uuid://b6e0f242-c552-4145-96b5-3c3757bda6d5","site":"in-blr-ananta","name":"vav-1105"}} | KNND | [5 empty] | BACnet MS/TP | 121105 | 11629 | [21 empty] | HLI-63 | Proxied Device | Good | KNND | 10 | N/A |  |  |  | neptronic_evcbseries | NEPTRONIC-EVCBSERIES
1526 | Building Management System | VAV-1106 | VAV-1106 | Neptronic | EVCB SERIES | Standard | Serial | VAVCTR | 7 | 7D63 |  |  | Active | Yes | IN-BLR-ANANTA-VAV-1106_7 | uuid://f43174c2-d3c6-4487-bec9-cd35547a9e3e | {"asset":{"guid":"uuid://f43174c2-d3c6-4487-bec9-cd35547a9e3e","site":"in-blr-ananta","name":"vav-1106"}} | KNND | [5 empty] | BACnet MS/TP | 121106 | 11630 | [21 empty] | HLI-63 | Proxied Device | Good | KNND | 10 | N/A |  |  |  | neptronic_evcbseries | NEPTRONIC-EVCBSERIES
1527 | Building Management System | VAV-1107 | VAV-1107 | Neptronic | EVCB SERIES | Standard | Serial | VAVCTR | 7 | 7D154 |  |  | Active | Yes | IN-BLR-ANANTA-VAV-1107_7 | uuid://2210b879-a6b7-4ea8-b7f5-822ae1ba5d2e | {"asset":{"guid":"uuid://2210b879-a6b7-4ea8-b7f5-822ae1ba5d2e","site":"in-blr-ananta","name":"vav-1107"}} | KNND | [5 empty] | BACnet MS/TP | 121107 | 11630 | [21 empty] | HLI-63 | Proxied Device | Good | KNND | 10 | N/A |  |  |  | neptronic_evcbseries | NEPTRONIC-EVCBSERIES
1528 | Building Management System | VAV-1108 | VAV-1108 | Neptronic | EVCB SERIES | Standard | Serial | VAVCTR | 7 | 7D64 |  |  | Active | Yes | IN-BLR-ANANTA-VAV-1108_7 | uuid://b3c242d7-fe3f-4f7a-adb3-5bb4b46fcfab | {"asset":{"guid":"uuid://b3c242d7-fe3f-4f7a-adb3-5bb4b46fcfab","site":"in-blr-ananta","name":"vav-1108"}} | KNND | [5 empty] | BACnet MS/TP | 121108 | 11630 | [21 empty] | HLI-63 | Proxied Device | Good | KNND | 10 | N/A |  |  |  | neptronic_evcbseries | NEPTRONIC-EVCBSERIES
1529 | Building Management System | VAV-1109 | VAV-1109 | Neptronic | EVCB SERIES | Standard | Serial | VAVCTR | 7 | 7D151 |  |  | Active | Yes | IN-BLR-ANANTA-VAV-1109_7 | uuid://d1c63b1d-7aac-4279-8ebf-153c504283ec | {"asset":{"guid":"uuid://d1c63b1d-7aac-4279-8ebf-153c504283ec","site":"in-blr-ananta","name":"vav-1109"}} | KNND | [5 empty] | BACnet MS/TP | 121109 | 11630 | [21 empty] | HLI-63 | Proxied Device | Good | KNND | 10 | N/A |  |  |  | neptronic_evcbseries | NEPTRONIC-EVCBSERIES
1530 | Building Management System | VAV-1110 | VAV-1110 | Neptronic | EVCB SERIES | Standard | Serial | VAVCTR | 7 | 7D25 |  |  | Active | Yes | IN-BLR-ANANTA-VAV-1110_7 | uuid://ddcfd746-1658-4db2-8426-9af5a75f7deb | {"asset":{"guid":"uuid://ddcfd746-1658-4db2-8426-9af5a75f7deb","site":"in-blr-ananta","name":"vav-1110"}} | KNND | [5 empty] | BACnet MS/TP | 121110 | 11630 | [21 empty] | HLI-63 | Proxied Device | Good | KNND | 10 | N/A |  |  |  | neptronic_evcbseries | NEPTRONIC-EVCBSERIES
1531 | Building Management System | VAV-1111 | VAV-1111 | Neptronic | EVCB SERIES | Standard | Serial | VAVCTR | 7 | 7D26 |  |  | Active | Yes | IN-BLR-ANANTA-VAV-1111_7 | uuid://21ceca27-1b3d-4f93-8131-d13f0d5f1785 | {"asset":{"guid":"uuid://21ceca27-1b3d-4f93-8131-d13f0d5f1785","site":"in-blr-ananta","name":"vav-1111"}} | KNND | [5 empty] | BACnet MS/TP | 121111 | 11630 | [21 empty] | HLI-63 | Proxied Device | Good | KNND | 10 | N/A |  |  |  | neptronic_evcbseries | NEPTRONIC-EVCBSERIES
1532 | Building Management System | VAV-1112 | VAV-1112 | Neptronic | EVCB SERIES | Standard | Serial | VAVCTR | 7 | 7D37 |  |  | Active | Yes | IN-BLR-ANANTA-VAV-1112_7 | uuid://788946dc-b078-437a-bb17-4732701044f4 | {"asset":{"guid":"uuid://788946dc-b078-437a-bb17-4732701044f4","site":"in-blr-ananta","name":"vav-1112"}} | KNND | [5 empty] | BACnet MS/TP | 121112 | 11630 | [21 empty] | HLI-63 | Proxied Device | Good | KNND | 10 | N/A |  |  |  | neptronic_evcbseries | NEPTRONIC-EVCBSERIES
1533 | Building Management System | VAV-1113 | VAV-1113 | Neptronic | EVCB SERIES | Standard | Serial | VAVCTR | 7 | 7D30 |  |  | Active | Yes | IN-BLR-ANANTA-VAV-1113_7 | uuid://7d98c8ae-fbdf-44e5-bc4a-e1d0f126b6ff | {"asset":{"guid":"uuid://7d98c8ae-fbdf-44e5-bc4a-e1d0f126b6ff","site":"in-blr-ananta","name":"vav-1113"}} | KNND | [5 empty] | BACnet MS/TP | 121113 | 11630 | [21 empty] | HLI-63 | Proxied Device | Good | KNND | 10 | N/A |  |  |  | neptronic_evcbseries | NEPTRONIC-EVCBSERIES
1534 | Building Management System | VAV-1114 | VAV-1114 | Neptronic | EVCB SERIES | Standard | Serial | VAVCTR | 7 | 7D34& 7D33 |  |  | Active | Yes | IN-BLR-ANANTA-VAV-1114_7 | uuid://bdaf0618-b10e-469c-a520-4412a03b42bf | {"asset":{"guid":"uuid://bdaf0618-b10e-469c-a520-4412a03b42bf","site":"in-blr-ananta","name":"vav-1114"}} | KNND | [5 empty] | BACnet MS/TP | 121114 | 11630 | [21 empty] | HLI-63 | Proxied Device | Good | KNND | 10 | N/A |  |  |  | neptronic_evcbseries | NEPTRONIC-EVCBSERIES
1535 | Building Management System | VAV-1115 | VAV-1115 | Neptronic | EVCB SERIES | Standard | Serial | VAVCTR | 7 | 7D37 |  |  | Active | Yes | IN-BLR-ANANTA-VAV-1115_7 | uuid://7de44d13-3064-4799-bdb5-31c19c1ce3ba | {"asset":{"guid":"uuid://7de44d13-3064-4799-bdb5-31c19c1ce3ba","site":"in-blr-ananta","name":"vav-1115"}} | KNND | [5 empty] | BACnet MS/TP | 121115 | 11630 | [21 empty] | HLI-63 | Proxied Device | Good | KNND | 10 | N/A |  |  |  | neptronic_evcbseries | NEPTRONIC-EVCBSERIES
1536 | Building Management System | VAV-1116 | VAV-1116 | Neptronic | EVCB SERIES | Standard | Serial | VAVCTR | 7 | 7D37 |  |  | Active | Yes | IN-BLR-ANANTA-VAV-1116_7 | uuid://eeb6fdd5-df98-44e1-948a-79cde5d0aff7 | {"asset":{"guid":"uuid://eeb6fdd5-df98-44e1-948a-79cde5d0aff7","site":"in-blr-ananta","name":"vav-1116"}} | KNND | [5 empty] | BACnet MS/TP | 121116 | 11630 | [21 empty] | HLI-63 | Proxied Device | Good | KNND | 10 | N/A |  |  |  | neptronic_evcbseries | NEPTRONIC-EVCBSERIES
1537 | Building Management System | VAV-1117 | VAV-1117 | Neptronic | EVCB SERIES | Standard | Serial | VAVCTR | 7 | C735 |  |  | Active | Yes | IN-BLR-ANANTA-VAV-1117_7 | uuid://6731f70d-6ac8-44e4-9279-8ce45d96a37f | {"asset":{"guid":"uuid://6731f70d-6ac8-44e4-9279-8ce45d96a37f","site":"in-blr-ananta","name":"vav-1117"}} | KNND | [5 empty] | BACnet MS/TP | 121117 | 11630 | [21 empty] | HLI-63 | Proxied Device | Good | KNND | 10 | N/A |  |  |  | neptronic_evcbseries | NEPTRONIC-EVCBSERIES
1538 | Building Management System | VAV-1118 | VAV-1118 | Neptronic | EVCB SERIES | Standard | Serial | VAVCTR | 7 | 7D23 |  |  | Active | Yes | IN-BLR-ANANTA-VAV-1118_7 | uuid://014cce00-d009-4dd0-8f39-e4f1d33d323c | {"asset":{"guid":"uuid://014cce00-d009-4dd0-8f39-e4f1d33d323c","site":"in-blr-ananta","name":"vav-1118"}} | KNND | [5 empty] | BACnet MS/TP | 121118 | 11630 | [21 empty] | HLI-63 | Proxied Device | Good | KNND | 10 | N/A |  |  |  | neptronic_evcbseries | NEPTRONIC-EVCBSERIES
1539 | Building Management System | VAV-1119 | VAV-1119 | Neptronic | EVCB SERIES | Standard | Serial | VAVCTR | 7 | 7D60 |  |  | Active | Yes | IN-BLR-ANANTA-VAV-1119_7 | uuid://c2710310-d672-466f-bb1a-059508b3e2a6 | {"asset":{"guid":"uuid://c2710310-d672-466f-bb1a-059508b3e2a6","site":"in-blr-ananta","name":"vav-1119"}} | KNND | [5 empty] | BACnet MS/TP | 121119 | 11630 | [21 empty] | HLI-63 | Proxied Device | Good | KNND | 10 | N/A |  |  |  | neptronic_evcbseries | NEPTRONIC-EVCBSERIES
1540 | Building Management System | VAV-1120 | VAV-1120 | Neptronic | EVCB SERIES | Standard | Serial | VAVCTR | 7 | 7D23 |  |  | Active | Yes | IN-BLR-ANANTA-VAV-1120_7 | uuid://314bc689-9c66-470f-9777-133589fa3be1 | {"asset":{"guid":"uuid://314bc689-9c66-470f-9777-133589fa3be1","site":"in-blr-ananta","name":"vav-1120"}} | KNND | [5 empty] | BACnet MS/TP | 121120 | 11630 | [21 empty] | HLI-63 | Proxied Device | Good | KNND | 10 | N/A |  |  |  | neptronic_evcbseries | NEPTRONIC-EVCBSERIES
1541 | Building Management System | VAV-1121 | VAV-1121 | Neptronic | EVCB SERIES | Standard | Serial | VAVCTR | 7 | 7D17 |  |  | Active | Yes | IN-BLR-ANANTA-VAV-1121_7 | uuid://68957b93-ca14-4e33-acda-7c9bc9689a54 | {"asset":{"guid":"uuid://68957b93-ca14-4e33-acda-7c9bc9689a54","site":"in-blr-ananta","name":"vav-1121"}} | KNND | [5 empty] | BACnet MS/TP | 121121 | 11630 | [21 empty] | HLI-63 | Proxied Device | Good | KNND | 10 | N/A |  |  |  | neptronic_evcbseries | NEPTRONIC-EVCBSERIES
1542 | Building Management System | VAV-1122 | VAV-1122 | Neptronic | EVCB SERIES | Standard | Serial | VAVCTR | 7 | 7D18 |  |  | Active | Yes | IN-BLR-ANANTA-VAV-1122_7 | uuid://a33e751d-5dd5-46f3-8f7e-c6b96a48182d | {"asset":{"guid":"uuid://a33e751d-5dd5-46f3-8f7e-c6b96a48182d","site":"in-blr-ananta","name":"vav-1122"}} | KNND | [5 empty] | BACnet MS/TP | 121122 | 11630 | [21 empty] | HLI-63 | Proxied Device | Good | KNND | 10 | N/A |  |  |  | neptronic_evcbseries | NEPTRONIC-EVCBSERIES
1543 | Building Management System | VAV-1123 | VAV-1123 | Neptronic | EVCB SERIES | Standard | Serial | VAVCTR | 7 | 7D21 |  |  | Active | Yes | IN-BLR-ANANTA-VAV-1123_7 | uuid://4e98552d-1a01-4e8d-aae1-1fa3f7a07975 | {"asset":{"guid":"uuid://4e98552d-1a01-4e8d-aae1-1fa3f7a07975","site":"in-blr-ananta","name":"vav-1123"}} | KNND | [5 empty] | BACnet MS/TP | 121123 | 11630 | [21 empty] | HLI-63 | Proxied Device | Good | KNND | 10 | N/A |  |  |  | neptronic_evcbseries | NEPTRONIC-EVCBSERIES
1544 | Building Management System | VAV-1124 | VAV-1124 | Neptronic | EVCB SERIES | Standard | Serial | VAVCTR | 7 | 7D19 & 7D20 |  |  | Active | Yes | IN-BLR-ANANTA-VAV-1124_7 | uuid://7b7a80e0-42bb-4b2a-ab8a-ca5554d775b6 | {"asset":{"guid":"uuid://7b7a80e0-42bb-4b2a-ab8a-ca5554d775b6","site":"in-blr-ananta","name":"vav-1124"}} | KNND | [5 empty] | BACnet MS/TP | 121124 | 11630 | [21 empty] | HLI-63 | Proxied Device | Good | KNND | 10 | N/A |  |  |  | neptronic_evcbseries | NEPTRONIC-EVCBSERIES
1545 | Building Management System | VAV-1125 | VAV-1125 | Neptronic | EVCB SERIES | Standard | Serial | VAVCTR | 7 | 718 |  |  | Active | Yes | IN-BLR-ANANTA-VAV-1125_7 | uuid://8deb4d4a-8711-4cb3-ad16-1827c21ddee0 | {"asset":{"guid":"uuid://8deb4d4a-8711-4cb3-ad16-1827c21ddee0","site":"in-blr-ananta","name":"vav-1125"}} | KNND | [5 empty] | BACnet MS/TP | 121125 | 11631 | [21 empty] | HLI-62 | Proxied Device | Good | KNND | 10 | N/A |  |  |  | neptronic_evcbseries | NEPTRONIC-EVCBSERIES
1546 | Building Management System | VAV-1126 | VAV-1126 | Neptronic | EVCB SERIES | Standard | Serial | VAVCTR | 7 | 7D8 |  |  | Active | Yes | IN-BLR-ANANTA-VAV-1126_7 | uuid://92e3ebcc-5b1b-47a4-9ada-c49248db753d | {"asset":{"guid":"uuid://92e3ebcc-5b1b-47a4-9ada-c49248db753d","site":"in-blr-ananta","name":"vav-1126"}} | KNND | [5 empty] | BACnet MS/TP | 121126 | 11631 | [21 empty] | HLI-62 | Proxied Device | Good | KNND | 10 | N/A |  |  |  | neptronic_evcbseries | NEPTRONIC-EVCBSERIES
1547 | Building Management System | VAV-1127 | VAV-1127 | Neptronic | EVCB SERIES | Standard | Serial | VAVCTR | 7 | 7D10 |  |  | Active | Yes | IN-BLR-ANANTA-VAV-1127_7 | uuid://33bed2a8-2f05-4d17-9702-d55f8a4f5fad | {"asset":{"guid":"uuid://33bed2a8-2f05-4d17-9702-d55f8a4f5fad","site":"in-blr-ananta","name":"vav-1127"}} | KNND | [5 empty] | BACnet MS/TP | 121127 | 11631 | [21 empty] | HLI-62 | Proxied Device | Good | KNND | 10 | N/A |  |  |  | neptronic_evcbseries | NEPTRONIC-EVCBSERIES
1548 | Building Management System | VAV-1128 | VAV-1128 | Neptronic | EVCB SERIES | Standard | Serial | VAVCTR | 7 | 7D9 |  |  | Active | Yes | IN-BLR-ANANTA-VAV-1128_7 | uuid://3ea144c5-ea36-48f9-8840-b26f72f232c5 | {"asset":{"guid":"uuid://3ea144c5-ea36-48f9-8840-b26f72f232c5","site":"in-blr-ananta","name":"vav-1128"}} | KNND | [5 empty] | BACnet MS/TP | 121128 | 11631 | [21 empty] | HLI-62 | Proxied Device | Good | KNND | 10 | N/A |  |  |  | neptronic_evcbseries | NEPTRONIC-EVCBSERIES
1549 | Building Management System | VAV-1129 | VAV-1129 | Neptronic | EVCB SERIES | Standard | Serial | VAVCTR | 7 | 7D11 |  |  | Active | Yes | IN-BLR-ANANTA-VAV-1129_7 | uuid://109d1b9a-7b47-4384-8f27-c029e77b3339 | {"asset":{"guid":"uuid://109d1b9a-7b47-4384-8f27-c029e77b3339","site":"in-blr-ananta","name":"vav-1129"}} | KNND | [5 empty] | BACnet MS/TP | 121129 | 11631 | [21 empty] | HLI-62 | Proxied Device | Good | KNND | 10 | N/A |  |  |  | neptronic_evcbseries | NEPTRONIC-EVCBSERIES
1550 | Building Management System | VAV-1130 | VAV-1130 | Neptronic | EVCB SERIES | Standard | Serial | VAVCTR | 7 | 7D6 |  |  | Active | Yes | IN-BLR-ANANTA-VAV-1130_7 | uuid://fe5f3dbe-4ebc-4520-a649-293ef820769d | {"asset":{"guid":"uuid://fe5f3dbe-4ebc-4520-a649-293ef820769d","site":"in-blr-ananta","name":"vav-1130"}} | KNND | [5 empty] | BACnet MS/TP | 121130 | 11631 | [21 empty] | HLI-62 | Proxied Device | Good | KNND | 10 | N/A |  |  |  | neptronic_evcbseries | NEPTRONIC-EVCBSERIES
1551 | Building Management System | VAV-1131 | VAV-1131 | Neptronic | EVCB SERIES | Standard | Serial | VAVCTR | 7 | 7D046 |  |  | Active | Yes | IN-BLR-ANANTA-VAV-1131_7 | uuid://04529148-9f82-485d-985a-2f9fd15adf48 | {"asset":{"guid":"uuid://04529148-9f82-485d-985a-2f9fd15adf48","site":"in-blr-ananta","name":"vav-1131"}} | KNND | [5 empty] | BACnet MS/TP | 121131 | 11631 | [21 empty] | HLI-62 | Proxied Device | Good | KNND | 10 | N/A |  |  |  | neptronic_evcbseries | NEPTRONIC-EVCBSERIES
1552 | Building Management System | VAV-1132 | VAV-1132 | Neptronic | EVCB SERIES | Standard | Serial | VAVCTR | 7 | 7D037 |  |  | Active | Yes | IN-BLR-ANANTA-VAV-1132_7 | uuid://beb64e57-b388-45e0-99ea-4480e30be4b2 | {"asset":{"guid":"uuid://beb64e57-b388-45e0-99ea-4480e30be4b2","site":"in-blr-ananta","name":"vav-1132"}} | KNND | [5 empty] | BACnet MS/TP | 121132 | 11631 | [21 empty] | HLI-62 | Proxied Device | Good | KNND | 10 | N/A |  |  |  | neptronic_evcbseries | NEPTRONIC-EVCBSERIES
1553 | Building Management System | VAV-1133 | VAV-1133 | Neptronic | EVCB SERIES | Standard | Serial | VAVCTR | 7 | 7D027 |  |  | Active | Yes | IN-BLR-ANANTA-VAV-1133_7 | uuid://1e70a825-aba9-4dbd-9ea7-9ad07407660d | {"asset":{"guid":"uuid://1e70a825-aba9-4dbd-9ea7-9ad07407660d","site":"in-blr-ananta","name":"vav-1133"}} | KNND | [5 empty] | BACnet MS/TP | 121133 | 11631 | [21 empty] | HLI-62 | Proxied Device | Good | KNND | 10 | N/A |  |  |  | neptronic_evcbseries | NEPTRONIC-EVCBSERIES
1554 | Building Management System | VAV-1134 | VAV-1134 | Neptronic | EVCB SERIES | Standard | Serial | VAVCTR | 7 | 7D012 |  |  | Active | Yes | IN-BLR-ANANTA-VAV-1134_7 | uuid://15bac5f4-313d-4ef3-887d-e93b3a284197 | {"asset":{"guid":"uuid://15bac5f4-313d-4ef3-887d-e93b3a284197","site":"in-blr-ananta","name":"vav-1134"}} | KNND | [5 empty] | BACnet MS/TP | 121134 | 11631 | [21 empty] | HLI-62 | Proxied Device | Good | KNND | 10 | N/A |  |  |  | neptronic_evcbseries | NEPTRONIC-EVCBSERIES
1555 | Building Management System | VAV-1135 | VAV-1135 | Neptronic | EVCB SERIES | Standard | Serial | VAVCTR | 7 | 7D1 & 7D2 |  |  | Active | Yes | IN-BLR-ANANTA-VAV-1135_7 | uuid://98d2b10f-0d09-4767-ae41-c41b3c7a17c5 | {"asset":{"guid":"uuid://98d2b10f-0d09-4767-ae41-c41b3c7a17c5","site":"in-blr-ananta","name":"vav-1135"}} | KNND | [5 empty] | BACnet MS/TP | 121135 | 11631 | [21 empty] | HLI-62 | Proxied Device | Good | KNND | 10 | N/A |  |  |  | neptronic_evcbseries | NEPTRONIC-EVCBSERIES
1556 | Building Management System | VAV-1136 | VAV-1136 | Neptronic | EVCB SERIES | Standard | Serial | VAVCTR | 7 | 7D79 |  |  | Active | Yes | IN-BLR-ANANTA-VAV-1136_7 | uuid://681612ba-01f4-45da-95fc-b261debd9fdf | {"asset":{"guid":"uuid://681612ba-01f4-45da-95fc-b261debd9fdf","site":"in-blr-ananta","name":"vav-1136"}} | KNND | [5 empty] | BACnet MS/TP | 121136 | 11631 | [21 empty] | HLI-62 | Proxied Device | Good | KNND | 10 | N/A |  |  |  | neptronic_evcbseries | NEPTRONIC-EVCBSERIES
1557 | Building Management System | VAV-1137 | VAV-1137 | Neptronic | EVCB SERIES | Standard | Serial | VAVCTR | 7 | 7D3 |  |  | Active | Yes | IN-BLR-ANANTA-VAV-1137_7 | uuid://7a167bd8-7de3-4b65-9a93-c5a2045d29db | {"asset":{"guid":"uuid://7a167bd8-7de3-4b65-9a93-c5a2045d29db","site":"in-blr-ananta","name":"vav-1137"}} | KNND | [5 empty] | BACnet MS/TP | 121137 | 11631 | [21 empty] | HLI-62 | Proxied Device | Good | KNND | 10 | N/A |  |  |  | neptronic_evcbseries | NEPTRONIC-EVCBSERIES
1558 | Building Management System | VAV-1138 | VAV-1138 | Neptronic | EVCB SERIES | Standard | Serial | VAVCTR | 7 | FA AHU Room |  |  | Active | Yes | IN-BLR-ANANTA-VAV-1138_7 | uuid://2d61035a-4b88-4110-8855-31a613145f18 | {"asset":{"guid":"uuid://2d61035a-4b88-4110-8855-31a613145f18","site":"in-blr-ananta","name":"vav-1138"}} | KNND | [5 empty] | BACnet MS/TP | 121138 | 11631 | [21 empty] | HLI-62 | Proxied Device | Good | KNND | 10 | N/A |  |  |  | neptronic_evcbseries | NEPTRONIC-EVCBSERIES
1559 | Building Management System | VAV-1139 | VAV-1139 | Neptronic | EVCB SERIES | Standard | Serial | VAVCTR | 7 | IDF ROOM - 2 |  |  | Active | Yes | IN-BLR-ANANTA-VAV-1139_7 | uuid://65ba1828-af0b-4ef0-89af-aa83dd2cf5fc | {"asset":{"guid":"uuid://65ba1828-af0b-4ef0-89af-aa83dd2cf5fc","site":"in-blr-ananta","name":"vav-1139"}} | KNND | [5 empty] | BACnet MS/TP | 121139 | 11632 | [21 empty] | HLI-62 | Proxied Device | Good | KNND | 10 | N/A |  |  |  | neptronic_evcbseries | NEPTRONIC-EVCBSERIES
1560 | Building Management System | VAV-1140 | VAV-1140 | Neptronic | EVCB SERIES | Standard | Serial | VAVCTR | 7 | 7A2 |  |  | Active | Yes | IN-BLR-ANANTA-VAV-1140_7 | uuid://8c95576a-f04d-44cf-b382-d1500385ddb3 | {"asset":{"guid":"uuid://8c95576a-f04d-44cf-b382-d1500385ddb3","site":"in-blr-ananta","name":"vav-1140"}} | KNND | [5 empty] | BACnet MS/TP | 121140 | 11632 | [21 empty] | HLI-62 | Proxied Device | Good | KNND | 10 | N/A |  |  |  | neptronic_evcbseries | NEPTRONIC-EVCBSERIES
1561 | Building Management System | VAV-1141 | VAV-1141 | Neptronic | EVCB SERIES | Standard | Serial | VAVCTR | 7 | 751 |  |  | Active | Yes | IN-BLR-ANANTA-VAV-1141_7 | uuid://abb0337a-656f-4c20-9eaa-352efaa88443 | {"asset":{"guid":"uuid://abb0337a-656f-4c20-9eaa-352efaa88443","site":"in-blr-ananta","name":"vav-1141"}} | KNND | [5 empty] | BACnet MS/TP | 121141 | 11632 | [21 empty] | HLI-62 | Proxied Device | Good | KNND | 10 | N/A |  |  |  | neptronic_evcbseries | NEPTRONIC-EVCBSERIES
1562 | Building Management System | VAV-1142 | VAV-1142 | Neptronic | EVCB SERIES | Standard | Serial | VAVCTR | 7 | C770 |  |  | Active | Yes | IN-BLR-ANANTA-VAV-1142_7 | uuid://52903f3b-f2bc-490e-8784-0eb244124573 | {"asset":{"guid":"uuid://52903f3b-f2bc-490e-8784-0eb244124573","site":"in-blr-ananta","name":"vav-1142"}} | KNND | [5 empty] | BACnet MS/TP | 121142 | 11632 | [21 empty] | HLI-62 | Proxied Device | Good | KNND | 10 | N/A |  |  |  | neptronic_evcbseries | NEPTRONIC-EVCBSERIES
1563 | Building Management System | VAV-1143 | VAV-1143 | Neptronic | EVCB SERIES | Standard | Serial | VAVCTR | 7 | 7A3 |  |  | Active | Yes | IN-BLR-ANANTA-VAV-1143_7 | uuid://a73a7e0e-d67e-43be-abef-10335aa94050 | {"asset":{"guid":"uuid://a73a7e0e-d67e-43be-abef-10335aa94050","site":"in-blr-ananta","name":"vav-1143"}} | KNND | [5 empty] | BACnet MS/TP | 121143 | 11632 | [21 empty] | HLI-62 | Proxied Device | Good | KNND | 10 | N/A |  |  |  | neptronic_evcbseries | NEPTRONIC-EVCBSERIES
1564 | Building Management System | VAV-1144 | VAV-1144 | Neptronic | EVCB SERIES | Standard | Serial | VAVCTR | 7 | 753 |  |  | Active | Yes | IN-BLR-ANANTA-VAV-1144_7 | uuid://74f06410-3c3f-455c-9cca-4d05ad7849db | {"asset":{"guid":"uuid://74f06410-3c3f-455c-9cca-4d05ad7849db","site":"in-blr-ananta","name":"vav-1144"}} | KNND | [5 empty] | BACnet MS/TP | 121144 | 11632 | [21 empty] | HLI-62 | Proxied Device | Good | KNND | 10 | N/A |  |  |  | neptronic_evcbseries | NEPTRONIC-EVCBSERIES
1565 | Building Management System | VAV-1145 | VAV-1145 | Neptronic | EVCB SERIES | Standard | Serial | VAVCTR | 7 | C771 |  |  | Active | Yes | IN-BLR-ANANTA-VAV-1145_7 | uuid://1f06fcbb-c768-4f2a-8577-399400107605 | {"asset":{"guid":"uuid://1f06fcbb-c768-4f2a-8577-399400107605","site":"in-blr-ananta","name":"vav-1145"}} | KNND | [5 empty] | BACnet MS/TP | 121145 | 11632 | [21 empty] | HLI-62 | Proxied Device | Good | KNND | 10 | N/A |  |  |  | neptronic_evcbseries | NEPTRONIC-EVCBSERIES
1566 | Building Management System | VAV-1146 | VAV-1146 | Neptronic | EVCB SERIES | Standard | Serial | VAVCTR | 7 | 7D103 |  |  | Active | Yes | IN-BLR-ANANTA-VAV-1146_7 | uuid://797e0756-0d28-448e-9513-ac2e4789b43f | {"asset":{"guid":"uuid://797e0756-0d28-448e-9513-ac2e4789b43f","site":"in-blr-ananta","name":"vav-1146"}} | KNND | [5 empty] | BACnet MS/TP | 121146 | 11632 | [21 empty] | HLI-62 | Proxied Device | Good | KNND | 10 | N/A |  |  |  | neptronic_evcbseries | NEPTRONIC-EVCBSERIES
1567 | Building Management System | VAV-1147 | VAV-1147 | Neptronic | EVCB SERIES | Standard | Serial | VAVCTR | 7 | 7D13 |  |  | Active | Yes | IN-BLR-ANANTA-VAV-1147_7 | uuid://6d3028ef-dceb-4d8b-986c-142befb9fc94 | {"asset":{"guid":"uuid://6d3028ef-dceb-4d8b-986c-142befb9fc94","site":"in-blr-ananta","name":"vav-1147"}} | KNND | [5 empty] | BACnet MS/TP | 121147 | 11632 | [21 empty] | HLI-62 | Proxied Device | Good | KNND | 10 | N/A |  |  |  | neptronic_evcbseries | NEPTRONIC-EVCBSERIES
1568 | Building Management System | VAV-1148 | VAV-1148 | Neptronic | EVCB SERIES | Standard | Serial | VAVCTR | 7 | 7D14 |  |  | Active | Yes | IN-BLR-ANANTA-VAV-1148_7 | uuid://b9748b7e-d827-4d23-a4e3-ddbc99bcc3ce | {"asset":{"guid":"uuid://b9748b7e-d827-4d23-a4e3-ddbc99bcc3ce","site":"in-blr-ananta","name":"vav-1148"}} | KNND | [5 empty] | BACnet MS/TP | 121148 | 11632 | [21 empty] | HLI-62 | Proxied Device | Good | KNND | 10 | N/A |  |  |  | neptronic_evcbseries | NEPTRONIC-EVCBSERIES
1569 | Building Management System | VAV-1149 | VAV-1149 | Neptronic | EVCB SERIES | Standard | Serial | VAVCTR | 7 | 7D1E |  |  | Active | Yes | IN-BLR-ANANTA-VAV-1149_7 | uuid://43a93591-16ab-4f30-b831-5eb8a90a1c3e | {"asset":{"guid":"uuid://43a93591-16ab-4f30-b831-5eb8a90a1c3e","site":"in-blr-ananta","name":"vav-1149"}} | KNND | [5 empty] | BACnet MS/TP | 121149 | 11632 | [21 empty] | HLI-62 | Proxied Device | Good | KNND | 10 | N/A |  |  |  | neptronic_evcbseries | NEPTRONIC-EVCBSERIES
1570 | Building Management System | VAV-1150 | VAV-1150 | Neptronic | EVCB SERIES | Standard | Serial | VAVCTR | 7 | 7D14 |  |  | Active | Yes | IN-BLR-ANANTA-VAV-1150_7 | uuid://b8344a27-12bd-4d85-b7f9-ad8346b0ca3b | {"asset":{"guid":"uuid://b8344a27-12bd-4d85-b7f9-ad8346b0ca3b","site":"in-blr-ananta","name":"vav-1150"}} | KNND | [5 empty] | BACnet MS/TP | 121150 | 11632 | [21 empty] | HLI-62 | Proxied Device | Good | KNND | 10 | N/A |  |  |  | neptronic_evcbseries | NEPTRONIC-EVCBSERIES
1571 | Building Management System | VAV-1151 | VAV-1151 | Neptronic | EVCB SERIES | Standard | Serial | VAVCTR | 7 | C764 |  |  | Active | Yes | IN-BLR-ANANTA-VAV-1151_7 | uuid://5eeb700b-211c-4c6c-b1b4-25d74da0c76e | {"asset":{"guid":"uuid://5eeb700b-211c-4c6c-b1b4-25d74da0c76e","site":"in-blr-ananta","name":"vav-1151"}} | KNND | [5 empty] | BACnet MS/TP | 121151 | 11632 | [21 empty] | HLI-62 | Proxied Device | Good | KNND | 10 | N/A |  |  |  | neptronic_evcbseries | NEPTRONIC-EVCBSERIES
1572 | Building Management System | VAV-1152 | VAV-1152 | Neptronic | EVCB SERIES | Standard | Serial | VAVCTR | 7 | 7D061 |  |  | Active | Yes | IN-BLR-ANANTA-VAV-1152_7 | uuid://f042ea9f-5563-45c9-9f53-8a1a5e059228 | {"asset":{"guid":"uuid://f042ea9f-5563-45c9-9f53-8a1a5e059228","site":"in-blr-ananta","name":"vav-1152"}} | KNND | [5 empty] | BACnet MS/TP | 121152 | 11632 | [21 empty] | HLI-62 | Proxied Device | Good | KNND | 10 | N/A |  |  |  | neptronic_evcbseries | NEPTRONIC-EVCBSERIES
1573 | Building Management System | VAV-1153 | VAV-1153 | Neptronic | EVCB SERIES | Standard | Serial | VAVCTR | 7 | 7D115 |  |  | Active | Yes | IN-BLR-ANANTA-VAV-1153_7 | uuid://2ad4ccfa-b25d-426b-986f-90627c8a1f56 | {"asset":{"guid":"uuid://2ad4ccfa-b25d-426b-986f-90627c8a1f56","site":"in-blr-ananta","name":"vav-1153"}} | KNND | [5 empty] | BACnet MS/TP | 121153 | 11632 | [21 empty] | HLI-62 | Proxied Device | Good | KNND | 10 | N/A |  |  |  | neptronic_evcbseries | NEPTRONIC-EVCBSERIES
1574 | Building Management System | VAV-1154 | VAV-1154 | Neptronic | EVCB SERIES | Standard | Serial | VAVCTR | 7 | 7A21 & 7A22 |  |  | Active | Yes | IN-BLR-ANANTA-VAV-1154_7 | uuid://256f575a-816e-4591-be17-ad8007e78995 | {"asset":{"guid":"uuid://256f575a-816e-4591-be17-ad8007e78995","site":"in-blr-ananta","name":"vav-1154"}} | KNND | [5 empty] | BACnet MS/TP | 121154 | [22 empty] | HLI-64 | Proxied Device | Good | KNND | 10 | N/A |  |  |  | neptronic_evcbseries | NEPTRONIC-EVCBSERIES
1575 | Building Management System | VAV-1155 | VAV-1155 | Neptronic | EVCB SERIES | Standard | Serial | VAVCTR | 7 | 7A25 & 7A26 |  |  | Active | Yes | IN-BLR-ANANTA-VAV-1155_7 | uuid://d2942688-e5d7-4325-a512-443f5f70df41 | {"asset":{"guid":"uuid://d2942688-e5d7-4325-a512-443f5f70df41","site":"in-blr-ananta","name":"vav-1155"}} | KNND | [5 empty] | BACnet MS/TP | 121155 | [22 empty] | HLI-64 | Proxied Device | Good | KNND | 10 | N/A |  |  |  | neptronic_evcbseries | NEPTRONIC-EVCBSERIES
1576 | Building Management System | VAV-1156 | VAV-1156 | Neptronic | EVCB SERIES | Standard | Serial | VAVCTR | 7 | 7A45 |  |  | Active | Yes | IN-BLR-ANANTA-VAV-1156_7 | uuid://689d5603-cfd2-4d42-8f2a-fcbfc31cb834 | {"asset":{"guid":"uuid://689d5603-cfd2-4d42-8f2a-fcbfc31cb834","site":"in-blr-ananta","name":"vav-1156"}} | KNND | [5 empty] | BACnet MS/TP | 121156 | 11639 | [21 empty] | HLI-64 | Proxied Device | Good | KNND | 10 | N/A |  |  |  | neptronic_evcbseries | NEPTRONIC-EVCBSERIES
1577 | Building Management System | VAV-1157 | VAV-1157 | Neptronic | EVCB SERIES | Standard | Serial | VAVCTR | 7 | 7A44 |  |  | Active | Yes | IN-BLR-ANANTA-VAV-1157_7 | uuid://b48e64df-9fc9-44e7-933c-e8d731ad2c3a | {"asset":{"guid":"uuid://b48e64df-9fc9-44e7-933c-e8d731ad2c3a","site":"in-blr-ananta","name":"vav-1157"}} | KNND | [5 empty] | BACnet MS/TP | 121157 | 11639 | [21 empty] | HLI-64 | Proxied Device | Good | KNND | 10 | N/A |  |  |  | neptronic_evcbseries | NEPTRONIC-EVCBSERIES
1578 | Building Management System | VAV-1158 | VAV-1158 | Neptronic | EVCB SERIES | Standard | Serial | VAVCTR | 7 | 7A43 |  |  | Active | Yes | IN-BLR-ANANTA-VAV-1158_7 | uuid://aa22afb9-71f2-4bbb-b69f-6eb34c2d9723 | {"asset":{"guid":"uuid://aa22afb9-71f2-4bbb-b69f-6eb34c2d9723","site":"in-blr-ananta","name":"vav-1158"}} | KNND | [5 empty] | BACnet MS/TP | 121158 | 11639 | [21 empty] | HLI-64 | Proxied Device | Good | KNND | 10 | N/A |  |  |  | neptronic_evcbseries | NEPTRONIC-EVCBSERIES
1579 | Building Management System | VAV-1159 | VAV-1159 | Neptronic | EVCB SERIES | Standard | Serial | VAVCTR | 7 | 7A39 & 7A38 |  |  | Active | Yes | IN-BLR-ANANTA-VAV-1159_7 | uuid://237028d2-2d78-42d5-94be-91f9d7be1e2f | {"asset":{"guid":"uuid://237028d2-2d78-42d5-94be-91f9d7be1e2f","site":"in-blr-ananta","name":"vav-1159"}} | KNND | [5 empty] | BACnet MS/TP | 121159 | 11639 | [21 empty] | HLI-64 | Proxied Device | Good | KNND | 10 | N/A |  |  |  | neptronic_evcbseries | NEPTRONIC-EVCBSERIES
1580 | Building Management System | VAV-1160 | VAV-1160 | Neptronic | EVCB SERIES | Standard | Serial | VAVCTR | 7 | 7A42 |  |  | Active | Yes | IN-BLR-ANANTA-VAV-1160_7 | uuid://a81de3c3-7f8e-4a8d-bb63-9c8ee71f076e | {"asset":{"guid":"uuid://a81de3c3-7f8e-4a8d-bb63-9c8ee71f076e","site":"in-blr-ananta","name":"vav-1160"}} | KNND | [5 empty] | BACnet MS/TP | 121160 | 11639 | [21 empty] | HLI-64 | Proxied Device | Good | KNND | 10 | N/A |  |  |  | neptronic_evcbseries | NEPTRONIC-EVCBSERIES
1581 | Building Management System | VAV-1161 | VAV-1161 | Neptronic | EVCB SERIES | Standard | Serial | VAVCTR | 7 | 7A37 |  |  | Active | Yes | IN-BLR-ANANTA-VAV-1161_7 | uuid://3e5a774d-b971-41f0-b50c-b1cde130f259 | {"asset":{"guid":"uuid://3e5a774d-b971-41f0-b50c-b1cde130f259","site":"in-blr-ananta","name":"vav-1161"}} | KNND | [5 empty] | BACnet MS/TP | 121161 | 11639 | [21 empty] | HLI-64 | Proxied Device | Good | KNND | 10 | N/A |  |  |  | neptronic_evcbseries | NEPTRONIC-EVCBSERIES
1582 | Building Management System | VAV-1162 | VAV-1162 | Neptronic | EVCB SERIES | Standard | Serial | VAVCTR | 7 | 7A32 & 7A33 |  |  | Active | Yes | IN-BLR-ANANTA-VAV-1162_7 | uuid://088b66d5-11b2-481a-9aab-0f3c104595bb | {"asset":{"guid":"uuid://088b66d5-11b2-481a-9aab-0f3c104595bb","site":"in-blr-ananta","name":"vav-1162"}} | KNND | [5 empty] | BACnet MS/TP | 121162 | 11639 | [21 empty] | HLI-64 | Proxied Device | Good | KNND | 10 | N/A |  |  |  | neptronic_evcbseries | NEPTRONIC-EVCBSERIES
1583 | Building Management System | VAV-1163 | VAV-1163 | Neptronic | EVCB SERIES | Standard | Serial | VAVCTR | 7 | 7A28 |  |  | Active | Yes | IN-BLR-ANANTA-VAV-1163_7 | uuid://fdf12f06-433d-43eb-8a98-7c68c1f3d15b | {"asset":{"guid":"uuid://fdf12f06-433d-43eb-8a98-7c68c1f3d15b","site":"in-blr-ananta","name":"vav-1163"}} | KNND | [5 empty] | BACnet MS/TP | 121163 | 11639 | [21 empty] | HLI-64 | Proxied Device | Good | KNND | 10 | N/A |  |  |  | neptronic_evcbseries | NEPTRONIC-EVCBSERIES
1584 | Building Management System | VAV-1164 | VAV-1164 | Neptronic | EVCB SERIES | Standard | Serial | VAVCTR | 7 | 7A76 |  |  | Active | Yes | IN-BLR-ANANTA-VAV-1164_7 | uuid://5a9e761d-4291-4071-90f7-de38fec083e9 | {"asset":{"guid":"uuid://5a9e761d-4291-4071-90f7-de38fec083e9","site":"in-blr-ananta","name":"vav-1164"}} | KNND | [5 empty] | BACnet MS/TP | 121164 | 11639 | [21 empty] | HLI-64 | Proxied Device | Good | KNND | 10 | N/A |  |  |  | neptronic_evcbseries | NEPTRONIC-EVCBSERIES
1585 | Building Management System | VAV-1165 | VAV-1165 | Neptronic | EVCB SERIES | Standard | Serial | VAVCTR | 7 | 7A64 |  |  | Active | Yes | IN-BLR-ANANTA-VAV-1165_7 | uuid://198d646d-c889-450f-a12f-5e14f111c692 | {"asset":{"guid":"uuid://198d646d-c889-450f-a12f-5e14f111c692","site":"in-blr-ananta","name":"vav-1165"}} | KNND | [5 empty] | BACnet MS/TP | 121165 | 11639 | [21 empty] | HLI-64 | Proxied Device | Good | KNND | 10 | N/A |  |  |  | neptronic_evcbseries | NEPTRONIC-EVCBSERIES
1586 | Building Management System | VAV-1166 | VAV-1166 | Neptronic | EVCB SERIES | Standard | Serial | VAVCTR | 7 | 7A083 |  |  | Active | Yes | IN-BLR-ANANTA-VAV-1166_7 | uuid://f3f79142-f8dd-41e4-aa21-c3c7e620664d | {"asset":{"guid":"uuid://f3f79142-f8dd-41e4-aa21-c3c7e620664d","site":"in-blr-ananta","name":"vav-1166"}} | KNND | [5 empty] | BACnet MS/TP | 121166 | 11639 | [21 empty] | HLI-64 | Proxied Device | Good | KNND | 10 | N/A |  |  |  | neptronic_evcbseries | NEPTRONIC-EVCBSERIES
1587 | Building Management System | VAV-1167 | VAV-1167 | Neptronic | EVCB SERIES | Standard | Serial | VAVCTR | 7 | 7A093 |  |  | Active | Yes | IN-BLR-ANANTA-VAV-1167_7 | uuid://cd5c3b1c-6594-4e50-927f-9c7d126e374b | {"asset":{"guid":"uuid://cd5c3b1c-6594-4e50-927f-9c7d126e374b","site":"in-blr-ananta","name":"vav-1167"}} | KNND | [5 empty] | BACnet MS/TP | 121167 | 11639 | [21 empty] | HLI-64 | Proxied Device | Good | KNND | 10 | N/A |  |  |  | neptronic_evcbseries | NEPTRONIC-EVCBSERIES
1588 | Building Management System | VAV-1168 | VAV-1168 | Neptronic | EVCB SERIES | Standard | Serial | VAVCTR | 7 | 7A83 |  |  | Active | Yes | IN-BLR-ANANTA-VAV-1168_7 | uuid://47891b79-868d-4d2c-a423-8c53b42a5f87 | {"asset":{"guid":"uuid://47891b79-868d-4d2c-a423-8c53b42a5f87","site":"in-blr-ananta","name":"vav-1168"}} | KNND | [5 empty] | BACnet MS/TP | 121168 | 11639 | [21 empty] | HLI-64 | Proxied Device | Good | KNND | 10 | N/A |  |  |  | neptronic_evcbseries | NEPTRONIC-EVCBSERIES
1589 | Building Management System | VAV-1169 | VAV-1169 | Neptronic | EVCB SERIES | Standard | Serial | VAVCTR | 7 | 7A072 |  |  | Active | Yes | IN-BLR-ANANTA-VAV-1169_7 | uuid://faed80e3-1c62-46c6-83d2-9f577ebd7975 | {"asset":{"guid":"uuid://faed80e3-1c62-46c6-83d2-9f577ebd7975","site":"in-blr-ananta","name":"vav-1169"}} | KNND | [5 empty] | BACnet MS/TP | 121169 | 11639 | [21 empty] | HLI-64 | Proxied Device | Good | KNND | 10 | N/A |  |  |  | neptronic_evcbseries | NEPTRONIC-EVCBSERIES
1590 | Building Management System | VAV-1170 | VAV-1170 | Neptronic | EVCB SERIES | Standard | Serial | VAVCTR | 7 | 7A46t & 7A47 |  |  | Active | Yes | IN-BLR-ANANTA-VAV-1170_7 | uuid://15b2d91b-3abd-4405-856a-6ba65b7f4ec0 | {"asset":{"guid":"uuid://15b2d91b-3abd-4405-856a-6ba65b7f4ec0","site":"in-blr-ananta","name":"vav-1170"}} | KNND | [5 empty] | BACnet MS/TP | 121170 | 11639 | [21 empty] | HLI-64 | Proxied Device | Good | KNND | 10 | N/A |  |  |  | neptronic_evcbseries | NEPTRONIC-EVCBSERIES
1591 | Building Management System | VAV-1171 | VAV-1171 | Neptronic | EVCB SERIES | Standard | Serial | VAVCTR | 7 | 7A73 |  |  | Active | Yes | IN-BLR-ANANTA-VAV-1171_7 | uuid://39833c51-7b50-471d-8ebc-b3e3cd9a3c48 | {"asset":{"guid":"uuid://39833c51-7b50-471d-8ebc-b3e3cd9a3c48","site":"in-blr-ananta","name":"vav-1171"}} | KNND | [5 empty] | BACnet MS/TP | 121171 | 11639 | [21 empty] | HLI-64 | Proxied Device | Good | KNND | 10 | N/A |  |  |  | neptronic_evcbseries | NEPTRONIC-EVCBSERIES
1592 | Building Management System | VAV-1172 | VAV-1172 | Neptronic | EVCB SERIES | Standard | Serial | VAVCTR | 7 | 7A133 |  |  | Active | Yes | IN-BLR-ANANTA-VAV-1172_7 | uuid://eb256eb0-938b-452f-9e87-10378fe1aa08 | {"asset":{"guid":"uuid://eb256eb0-938b-452f-9e87-10378fe1aa08","site":"in-blr-ananta","name":"vav-1172"}} | KNND | [5 empty] | BACnet MS/TP | 121172 | 11639 | [21 empty] | HLI-64 | Proxied Device | Good | KNND | 10 | N/A |  |  |  | neptronic_evcbseries | NEPTRONIC-EVCBSERIES
1593 | Building Management System | VAV-1173 | VAV-1173 | Neptronic | EVCB SERIES | Standard | Serial | VAVCTR | 7 | 7A141 |  |  | Active | Yes | IN-BLR-ANANTA-VAV-1173_7 | uuid://535be9e9-c8fd-4775-9a16-1f0ce0917c0a | {"asset":{"guid":"uuid://535be9e9-c8fd-4775-9a16-1f0ce0917c0a","site":"in-blr-ananta","name":"vav-1173"}} | KNND | [5 empty] | BACnet MS/TP | 121173 | 11639 | [21 empty] | HLI-64 | Proxied Device | Good | KNND | 10 | N/A |  |  |  | neptronic_evcbseries | NEPTRONIC-EVCBSERIES
1594 | Building Management System | VAV-1174 | VAV-1174 | Neptronic | EVCB SERIES | Standard | Serial | VAVCTR | 7 | FA Ahu Room |  |  | Active | Yes | IN-BLR-ANANTA-VAV-1174_7 | uuid://01c66a8c-5e21-4397-9159-ab428cd86df2 | {"asset":{"guid":"uuid://01c66a8c-5e21-4397-9159-ab428cd86df2","site":"in-blr-ananta","name":"vav-1174"}} | KNND | [5 empty] | BACnet MS/TP | 121174 | 11639 | [21 empty] | HLI-64 | Proxied Device | Good | KNND | 10 | N/A |  |  |  | neptronic_evcbseries | NEPTRONIC-EVCBSERIES
1595 | Building Management System | VAV-1175 | VAV-1175 | Neptronic | EVCB SERIES | Standard | Serial | VAVCTR | 7 | 756 |  |  | Active | Yes | IN-BLR-ANANTA-VAV-1175_7 | uuid://7eec30cf-fc91-4042-9d01-a4b9975b146b | {"asset":{"guid":"uuid://7eec30cf-fc91-4042-9d01-a4b9975b146b","site":"in-blr-ananta","name":"vav-1175"}} | KNND | [5 empty] | BACnet MS/TP | 121175 | 11640 | [21 empty] | HLI-64 | Proxied Device | Good | KNND | 10 | N/A |  |  |  | neptronic_evcbseries | NEPTRONIC-EVCBSERIES
1596 | Building Management System | VAV-1176 | VAV-1176 | Neptronic | EVCB SERIES | Standard | Serial | VAVCTR | 7 | 755 |  |  | Active | Yes | IN-BLR-ANANTA-VAV-1176_7 | uuid://1a9500a1-3fef-4f8c-a534-b0ef37fc2d87 | {"asset":{"guid":"uuid://1a9500a1-3fef-4f8c-a534-b0ef37fc2d87","site":"in-blr-ananta","name":"vav-1176"}} | KNND | [5 empty] | BACnet MS/TP | 121176 | 11640 | [21 empty] | HLI-64 | Proxied Device | Good | KNND | 10 | N/A |  |  |  | neptronic_evcbseries | NEPTRONIC-EVCBSERIES
1597 | Building Management System | VAV-1177 | VAV-1177 | Neptronic | EVCB SERIES | Standard | Serial | VAVCTR | 7 | 7A40 |  |  | Active | Yes | IN-BLR-ANANTA-VAV-1177_7 | uuid://7e30d880-37e5-4396-8dd8-ab09c9b152d9 | {"asset":{"guid":"uuid://7e30d880-37e5-4396-8dd8-ab09c9b152d9","site":"in-blr-ananta","name":"vav-1177"}} | KNND | [5 empty] | BACnet MS/TP | 121177 | 11640 | [21 empty] | HLI-64 | Proxied Device | Good | KNND | 10 | N/A |  |  |  | neptronic_evcbseries | NEPTRONIC-EVCBSERIES
1598 | Building Management System | VAV-1178 | VAV-1178 | Neptronic | EVCB SERIES | Standard | Serial | VAVCTR | 7 | 7A65 |  |  | Active | Yes | IN-BLR-ANANTA-VAV-1178_7 | uuid://cbd90b5d-4ce0-43b2-9df8-8582c4e5b6e7 | {"asset":{"guid":"uuid://cbd90b5d-4ce0-43b2-9df8-8582c4e5b6e7","site":"in-blr-ananta","name":"vav-1178"}} | KNND | [5 empty] | BACnet MS/TP | 121178 | 11640 | [21 empty] | HLI-64 | Proxied Device | Good | KNND | 10 | N/A |  |  |  | neptronic_evcbseries | NEPTRONIC-EVCBSERIES
1599 | Building Management System | VAV-1179 | VAV-1179 | Neptronic | EVCB SERIES | Standard | Serial | VAVCTR | 7 | 7A27 |  |  | Active | Yes | IN-BLR-ANANTA-VAV-1179_7 | uuid://1689d65b-427a-4d34-98e7-1e42efac4cce | {"asset":{"guid":"uuid://1689d65b-427a-4d34-98e7-1e42efac4cce","site":"in-blr-ananta","name":"vav-1179"}} | KNND | [5 empty] | BACnet MS/TP | 121179 | 11640 | [21 empty] | HLI-64 | Proxied Device | Good | KNND | 10 | N/A |  |  |  | neptronic_evcbseries | NEPTRONIC-EVCBSERIES
1600 | Building Management System | VAV-1180 | VAV-1180 | Neptronic | EVCB SERIES | Standard | Serial | VAVCTR | 7 | C719 |  |  | Active | Yes | IN-BLR-ANANTA-VAV-1180_7 | uuid://4b9fb257-76ee-429e-b04c-86dd9d30d69d | {"asset":{"guid":"uuid://4b9fb257-76ee-429e-b04c-86dd9d30d69d","site":"in-blr-ananta","name":"vav-1180"}} | KNND | [5 empty] | BACnet MS/TP | 121180 | 11640 | [21 empty] | HLI-64 | Proxied Device | Good | KNND | 10 | N/A |  |  |  | neptronic_evcbseries | NEPTRONIC-EVCBSERIES
1601 | Building Management System | VAV-1181 | VAV-1181 | Neptronic | EVCB SERIES | Standard | Serial | VAVCTR | 7 | 7A19 & 7A20 |  |  | Active | Yes | IN-BLR-ANANTA-VAV-1181_7 | uuid://fdff64d9-5a4f-4365-b4d0-bbaaaff081e5 | {"asset":{"guid":"uuid://fdff64d9-5a4f-4365-b4d0-bbaaaff081e5","site":"in-blr-ananta","name":"vav-1181"}} | KNND | [5 empty] | BACnet MS/TP | 121181 | 11640 | [21 empty] | HLI-64 | Proxied Device | Good | KNND | 10 | N/A |  |  |  | neptronic_evcbseries | NEPTRONIC-EVCBSERIES
1602 | Building Management System | VAV-1182 | VAV-1182 | Neptronic | EVCB SERIES | Standard | Serial | VAVCTR | 7 | 758 |  |  | Active | Yes | IN-BLR-ANANTA-VAV-1182_7 | uuid://ef20700b-0b0d-4f52-8fe8-6ea6e99da72c | {"asset":{"guid":"uuid://ef20700b-0b0d-4f52-8fe8-6ea6e99da72c","site":"in-blr-ananta","name":"vav-1182"}} | KNND | [5 empty] | BACnet MS/TP | 121182 | 11640 | [21 empty] | HLI-64 | Proxied Device | Good | KNND | 10 | N/A |  |  |  | neptronic_evcbseries | NEPTRONIC-EVCBSERIES
1603 | Building Management System | VAV-1183 | VAV-1183 | Neptronic | EVCB SERIES | Standard | Serial | VAVCTR | 7 | 7A5 |  |  | Active | Yes | IN-BLR-ANANTA-VAV-1183_7 | uuid://da6f5621-1e17-417b-aa82-c7c0aaeb8e4d | {"asset":{"guid":"uuid://da6f5621-1e17-417b-aa82-c7c0aaeb8e4d","site":"in-blr-ananta","name":"vav-1183"}} | KNND | [5 empty] | BACnet MS/TP | 121183 | 11640 | [21 empty] | HLI-64 | Proxied Device | Good | KNND | 10 | N/A |  |  |  | neptronic_evcbseries | NEPTRONIC-EVCBSERIES
1604 | Building Management System | VAV-1184 | VAV-1184 | Neptronic | EVCB SERIES | Standard | Serial | VAVCTR | 7 | 7A23 & 7A24 |  |  | Active | Yes | IN-BLR-ANANTA-VAV-1184_7 | uuid://09852e58-c671-4816-8e11-f6c30bc5bdff | {"asset":{"guid":"uuid://09852e58-c671-4816-8e11-f6c30bc5bdff","site":"in-blr-ananta","name":"vav-1184"}} | KNND | [5 empty] | BACnet MS/TP | 121184 | 11640 | [21 empty] | HLI-64 | Proxied Device | Good | KNND | 10 | N/A |  |  |  | neptronic_evcbseries | NEPTRONIC-EVCBSERIES
1605 | Building Management System | VAV-1185 | VAV-1185 | Neptronic | EVCB SERIES | Standard | Serial | VAVCTR | 7 | 7A058 |  |  | Active | Yes | IN-BLR-ANANTA-VAV-1185_7 | uuid://4ce1ab36-5448-4b80-bb67-d567fd24f14a | {"asset":{"guid":"uuid://4ce1ab36-5448-4b80-bb67-d567fd24f14a","site":"in-blr-ananta","name":"vav-1185"}} | KNND | [5 empty] | BACnet MS/TP | 121185 | 11640 | [21 empty] | HLI-64 | Proxied Device | Good | KNND | 10 | N/A |  |  |  | neptronic_evcbseries | NEPTRONIC-EVCBSERIES
1606 | Building Management System | VAV-1186 | VAV-1186 | Neptronic | EVCB SERIES | Standard | Serial | VAVCTR | 7 | 7A018 |  |  | Active | Yes | IN-BLR-ANANTA-VAV-1186_7 | uuid://c51535bd-8885-4389-b295-9c81c811d005 | {"asset":{"guid":"uuid://c51535bd-8885-4389-b295-9c81c811d005","site":"in-blr-ananta","name":"vav-1186"}} | KNND | [5 empty] | BACnet MS/TP | 121186 | 11640 | [21 empty] | HLI-64 | Proxied Device | Good | KNND | 10 | N/A |  |  |  | neptronic_evcbseries | NEPTRONIC-EVCBSERIES
1607 | Building Management System | VAV-1187 | VAV-1187 | Neptronic | EVCB SERIES | Standard | Serial | VAVCTR | 7 | 7A14 |  |  | Active | Yes | IN-BLR-ANANTA-VAV-1187_7 | uuid://d0c4b5e8-5e11-4e31-bc90-6162df18546f | {"asset":{"guid":"uuid://d0c4b5e8-5e11-4e31-bc90-6162df18546f","site":"in-blr-ananta","name":"vav-1187"}} | KNND | [5 empty] | BACnet MS/TP | 121187 | 11640 | [21 empty] | HLI-64 | Proxied Device | Good | KNND | 10 | N/A |  |  |  | neptronic_evcbseries | NEPTRONIC-EVCBSERIES
1608 | Building Management System | VAV-1188 | VAV-1188 | Neptronic | EVCB SERIES | Standard | Serial | VAVCTR | 7 | 7A15 & 7A16 |  |  | Active | Yes | IN-BLR-ANANTA-VAV-1188_7 | uuid://bda02dfb-3f92-497c-b30f-431ff3b4526f | {"asset":{"guid":"uuid://bda02dfb-3f92-497c-b30f-431ff3b4526f","site":"in-blr-ananta","name":"vav-1188"}} | KNND | [5 empty] | BACnet MS/TP | 121188 | 11640 | [21 empty] | HLI-64 | Proxied Device | Good | KNND | 10 | N/A |  |  |  | neptronic_evcbseries | NEPTRONIC-EVCBSERIES
1609 | Building Management System | VAV-1189 | VAV-1189 | Neptronic | EVCB SERIES | Standard | Serial | VAVCTR | 7 | 7A4 |  |  | Active | Yes | IN-BLR-ANANTA-VAV-1189_7 | uuid://4e88870c-29a9-4ab5-8bf5-e0d598eea78c | {"asset":{"guid":"uuid://4e88870c-29a9-4ab5-8bf5-e0d598eea78c","site":"in-blr-ananta","name":"vav-1189"}} | KNND | [5 empty] | BACnet MS/TP | 121189 | 11640 | [21 empty] | HLI-64 | Proxied Device | Good | KNND | 10 | N/A |  |  |  | neptronic_evcbseries | NEPTRONIC-EVCBSERIES
1610 | Building Management System | VAV-1190 | VAV-1190 | Neptronic | EVCB SERIES | Standard | Serial | VAVCTR | 7 | 7A010 |  |  | Active | Yes | IN-BLR-ANANTA-VAV-1190_7 | uuid://4f24985b-af34-47dd-9ac2-83802898b233 | {"asset":{"guid":"uuid://4f24985b-af34-47dd-9ac2-83802898b233","site":"in-blr-ananta","name":"vav-1190"}} | KNND | [5 empty] | BACnet MS/TP | 121190 | 11640 | [21 empty] | HLI-64 | Proxied Device | Good | KNND | 10 | N/A |  |  |  | neptronic_evcbseries | NEPTRONIC-EVCBSERIES
1611 | Building Management System | VAV-1191 | VAV-1191 | Neptronic | EVCB SERIES | Standard | Serial | VAVCTR | 7 | 7A13 |  |  | Active | Yes | IN-BLR-ANANTA-VAV-1191_7 | uuid://6fad2e6b-c6b0-4cdd-9a53-3f6a6b56093f | {"asset":{"guid":"uuid://6fad2e6b-c6b0-4cdd-9a53-3f6a6b56093f","site":"in-blr-ananta","name":"vav-1191"}} | KNND | [5 empty] | BACnet MS/TP | 121191 | 11640 | [21 empty] | HLI-64 | Proxied Device | Good | KNND | 10 | N/A |  |  |  | neptronic_evcbseries | NEPTRONIC-EVCBSERIES
1612 | Building Management System | VAV-1192 | VAV-1192 | Neptronic | EVCB SERIES | Standard | Serial | VAVCTR | 7 | 7A12 |  |  | Active | Yes | IN-BLR-ANANTA-VAV-1192_7 | uuid://8f9fa93e-1d84-4ebe-b129-87b0f1267269 | {"asset":{"guid":"uuid://8f9fa93e-1d84-4ebe-b129-87b0f1267269","site":"in-blr-ananta","name":"vav-1192"}} | KNND | [5 empty] | BACnet MS/TP | 121192 | 11640 | [21 empty] | HLI-64 | Proxied Device | Good | KNND | 10 | N/A |  |  |  | neptronic_evcbseries | NEPTRONIC-EVCBSERIES
1613 | Building Management System | VAV-1193 | VAV-1193 | Neptronic | EVCB SERIES | Standard | Serial | VAVCTR | 7 | 7A6 |  |  | Active | Yes | IN-BLR-ANANTA-VAV-1193_7 | uuid://b9f4eafe-f98b-49da-b1dd-7bbe08ac7064 | {"asset":{"guid":"uuid://b9f4eafe-f98b-49da-b1dd-7bbe08ac7064","site":"in-blr-ananta","name":"vav-1193"}} | KNND | [5 empty] | BACnet MS/TP | 121193 | 11640 | [21 empty] | HLI-64 | Proxied Device | Good | KNND | 10 | N/A |  |  |  | neptronic_evcbseries | NEPTRONIC-EVCBSERIES
1614 | Building Management System | VAV-1194 | VAV-1194 | Neptronic | EVCB SERIES | Standard | Serial | VAVCTR | 7 | C733 |  |  | Active | Yes | IN-BLR-ANANTA-VAV-1194_7 | uuid://056d5f73-d5bd-45dc-813b-f760655dacda | {"asset":{"guid":"uuid://056d5f73-d5bd-45dc-813b-f760655dacda","site":"in-blr-ananta","name":"vav-1194"}} | KNND | [5 empty] | BACnet MS/TP | 121194 | 11640 | [21 empty] | HLI-64 | Proxied Device | Good | KNND | 10 | N/A |  |  |  | neptronic_evcbseries | NEPTRONIC-EVCBSERIES
1615 | Building Management System | VAV-1195 | VAV-1195 | Neptronic | EVCB SERIES | Standard | Serial | VAVCTR | 7 | 7A7 |  |  | Active | Yes | IN-BLR-ANANTA-VAV-1195_7 | uuid://44a8cc88-efbb-4bfc-94ea-267c6f60bc72 | {"asset":{"guid":"uuid://44a8cc88-efbb-4bfc-94ea-267c6f60bc72","site":"in-blr-ananta","name":"vav-1195"}} | KNND | [5 empty] | BACnet MS/TP | 121195 | 11640 | [21 empty] | HLI-64 | Proxied Device | Good | KNND | 10 | N/A |  |  |  | neptronic_evcbseries | NEPTRONIC-EVCBSERIES
1616 | Building Management System | VAV-1196 | VAV-1196 | Neptronic | EVCB SERIES | Standard | Serial | VAVCTR | 7 | C7106 |  |  | Active | Yes | IN-BLR-ANANTA-VAV-1196_7 | uuid://a86daee2-a1fa-4bfb-b66e-bdfe9711860b | {"asset":{"guid":"uuid://a86daee2-a1fa-4bfb-b66e-bdfe9711860b","site":"in-blr-ananta","name":"vav-1196"}} | KNND | [5 empty] | BACnet MS/TP | 121196 | 11637 | [21 empty] | HLI-66 | Proxied Device | Good | KNND | 10 | N/A |  |  |  | neptronic_evcbseries | NEPTRONIC-EVCBSERIES
1617 | Building Management System | VAV-1197 | VAV-1197 | Neptronic | EVCB SERIES | Standard | Serial | VAVCTR | 7 | 7B16 &7A17 |  |  | Active | Yes | IN-BLR-ANANTA-VAV-1197_7 | uuid://2647babe-28aa-457e-abea-34b0a502fd42 | {"asset":{"guid":"uuid://2647babe-28aa-457e-abea-34b0a502fd42","site":"in-blr-ananta","name":"vav-1197"}} | KNND | [5 empty] | BACnet MS/TP | 121197 | 11637 | [21 empty] | HLI-66 | Proxied Device | Good | KNND | 10 | N/A |  |  |  | neptronic_evcbseries | NEPTRONIC-EVCBSERIES
1618 | Building Management System | VAV-1198 | VAV-1198 | Neptronic | EVCB SERIES | Standard | Serial | VAVCTR | 7 | 702 |  |  | Active | Yes | IN-BLR-ANANTA-VAV-1198_7 | uuid://bc4242cf-30e1-4657-abfb-11729d1abe67 | {"asset":{"guid":"uuid://bc4242cf-30e1-4657-abfb-11729d1abe67","site":"in-blr-ananta","name":"vav-1198"}} | KNND | [5 empty] | BACnet MS/TP | 121198 | 11637 | [21 empty] | HLI-66 | Proxied Device | Good | KNND | 10 | N/A |  |  |  | neptronic_evcbseries | NEPTRONIC-EVCBSERIES
1619 | Building Management System | VAV-1199 | VAV-1199 | Neptronic | EVCB SERIES | Standard | Serial | VAVCTR | 7 | 7B20 & 7B21 |  |  | Active | Yes | IN-BLR-ANANTA-VAV-1199_7 | uuid://63fc94ab-0d26-46f8-84df-46c034950a40 | {"asset":{"guid":"uuid://63fc94ab-0d26-46f8-84df-46c034950a40","site":"in-blr-ananta","name":"vav-1199"}} | KNND | [5 empty] | BACnet MS/TP | 121199 | 11637 | [21 empty] | HLI-66 | Proxied Device | Good | KNND | 10 | N/A |  |  |  | neptronic_evcbseries | NEPTRONIC-EVCBSERIES
1620 | Building Management System | VAV-1200 | VAV-1200 | Neptronic | EVCB SERIES | Standard | Serial | VAVCTR | 7 | 7B18 Nook Kamarbandh & 7B19 - Nook Kameez |  |  | Active | Yes | IN-BLR-ANANTA-VAV-1200_7 | uuid://bc7f53ab-eb35-46c8-9e9e-941d65f2352b | {"asset":{"guid":"uuid://bc7f53ab-eb35-46c8-9e9e-941d65f2352b","site":"in-blr-ananta","name":"vav-1200"}} | KNND | [5 empty] | BACnet MS/TP | 121200 | 11637 | [21 empty] | HLI-66 | Proxied Device | Good | KNND | 10 | N/A |  |  |  | neptronic_evcbseries | NEPTRONIC-EVCBSERIES
1621 | Building Management System | VAV-1201 | VAV-1201 | Neptronic | EVCB SERIES | Standard | Serial | VAVCTR | 7 | 7B22 - Nook Karnaphoo & 7B23 - Huddle Room |  |  | Active | Yes | IN-BLR-ANANTA-VAV-1201_7 | uuid://93e21884-190b-444d-8063-f85695278e70 | {"asset":{"guid":"uuid://93e21884-190b-444d-8063-f85695278e70","site":"in-blr-ananta","name":"vav-1201"}} | KNND | [5 empty] | BACnet MS/TP | 121201 | 11637 | [21 empty] | HLI-66 | Proxied Device | Good | KNND | 10 | N/A |  |  |  | neptronic_evcbseries | NEPTRONIC-EVCBSERIES
1622 | Building Management System | VAV-1202 | VAV-1202 | Neptronic | EVCB SERIES | Standard | Serial | VAVCTR | 7 | 7B019 - W/S |  |  | Active | Yes | IN-BLR-ANANTA-VAV-1202_7 | uuid://dd2090a1-f5b7-4418-8239-e381b8686716 | {"asset":{"guid":"uuid://dd2090a1-f5b7-4418-8239-e381b8686716","site":"in-blr-ananta","name":"vav-1202"}} | KNND | [5 empty] | BACnet MS/TP | 121202 | 11637 | [21 empty] | HLI-66 | Proxied Device | Good | KNND | 10 | N/A |  |  |  | neptronic_evcbseries | NEPTRONIC-EVCBSERIES
1623 | Building Management System | VAV-1203 | VAV-1203 | Neptronic | EVCB SERIES | Standard | Serial | VAVCTR | 7 | 7B017 - W/S |  |  | Active | Yes | IN-BLR-ANANTA-VAV-1203_7 | uuid://f752b383-f8b5-4fe7-a95f-0ea45f997dcb | {"asset":{"guid":"uuid://f752b383-f8b5-4fe7-a95f-0ea45f997dcb","site":"in-blr-ananta","name":"vav-1203"}} | KNND | [5 empty] | BACnet MS/TP | 121203 | 11637 | [21 empty] | HLI-66 | Proxied Device | Good | KNND | 10 | N/A |  |  |  | neptronic_evcbseries | NEPTRONIC-EVCBSERIES
1624 | Building Management System | VAV-1204 | VAV-1204 | Neptronic | EVCB SERIES | Standard | Serial | VAVCTR | 7 | 7B12 |  |  | Active | Yes | IN-BLR-ANANTA-VAV-1204_7 | uuid://c12d8c94-018c-4f1b-83e6-d26e17af48cc | {"asset":{"guid":"uuid://c12d8c94-018c-4f1b-83e6-d26e17af48cc","site":"in-blr-ananta","name":"vav-1204"}} | KNND | [5 empty] | BACnet MS/TP | 121204 | 11637 | [21 empty] | HLI-66 | Proxied Device | Good | KNND | 10 | N/A |  |  |  | neptronic_evcbseries | NEPTRONIC-EVCBSERIES
1625 | Building Management System | VAV-1205 | VAV-1205 | Neptronic | EVCB SERIES | Standard | Serial | VAVCTR | 7 | 7B13 & 7B14 |  |  | Active | Yes | IN-BLR-ANANTA-VAV-1205_7 | uuid://fc076b4c-ce9e-4ba3-a164-2fe677671111 | {"asset":{"guid":"uuid://fc076b4c-ce9e-4ba3-a164-2fe677671111","site":"in-blr-ananta","name":"vav-1205"}} | KNND | [5 empty] | BACnet MS/TP | 121205 | 11637 | [21 empty] | HLI-66 | Proxied Device | Good | KNND | 10 | N/A |  |  |  | neptronic_evcbseries | NEPTRONIC-EVCBSERIES
1626 | Building Management System | VAV-1206 | VAV-1206 | Neptronic | EVCB SERIES | Standard | Serial | VAVCTR | 7 | 7B5 |  |  | Active | Yes | IN-BLR-ANANTA-VAV-1206_7 | uuid://e86f09bf-401b-48ea-9203-d3d16bc4e9ed | {"asset":{"guid":"uuid://e86f09bf-401b-48ea-9203-d3d16bc4e9ed","site":"in-blr-ananta","name":"vav-1206"}} | KNND | [5 empty] | BACnet MS/TP | 121206 | 11637 | [21 empty] | HLI-66 | Proxied Device | Good | KNND | 10 | N/A |  |  |  | neptronic_evcbseries | NEPTRONIC-EVCBSERIES
1627 | Building Management System | VAV-1207 | VAV-1207 | Neptronic | EVCB SERIES | Standard | Serial | VAVCTR | 7 | 7B006 |  |  | Active | Yes | IN-BLR-ANANTA-VAV-1207_7 | uuid://e86d0160-56ce-4a91-924e-b058f4886128 | {"asset":{"guid":"uuid://e86d0160-56ce-4a91-924e-b058f4886128","site":"in-blr-ananta","name":"vav-1207"}} | KNND | [5 empty] | BACnet MS/TP | 121207 | 11637 | [21 empty] | HLI-66 | Proxied Device | Good | KNND | 10 | N/A |  |  |  | neptronic_evcbseries | NEPTRONIC-EVCBSERIES
1628 | Building Management System | VAV-1208 | VAV-1208 | Neptronic | EVCB SERIES | Standard | Serial | VAVCTR | 7 | 7B6 |  |  | Active | Yes | IN-BLR-ANANTA-VAV-1208_7 | uuid://49d53b86-dc7e-441d-b784-5f26dde07277 | {"asset":{"guid":"uuid://49d53b86-dc7e-441d-b784-5f26dde07277","site":"in-blr-ananta","name":"vav-1208"}} | KNND | [5 empty] | BACnet MS/TP | 121208 | 11637 | [21 empty] | HLI-66 | Proxied Device | Good | KNND | 10 | N/A |  |  |  | neptronic_evcbseries | NEPTRONIC-EVCBSERIES
1629 | Building Management System | VAV-1209 | VAV-1209 | Neptronic | EVCB SERIES | Standard | Serial | VAVCTR | 7 | 7B54 - Lounge |  |  | Active | Yes | IN-BLR-ANANTA-VAV-1209_7 | uuid://a8202cb8-d47f-4485-81ba-d4953801df73 | {"asset":{"guid":"uuid://a8202cb8-d47f-4485-81ba-d4953801df73","site":"in-blr-ananta","name":"vav-1209"}} | KNND | [5 empty] | BACnet MS/TP | 121209 | 11637 | [21 empty] | HLI-66 | Proxied Device | Good | KNND | 10 | N/A |  |  |  | neptronic_evcbseries | NEPTRONIC-EVCBSERIES
1630 | Building Management System | VAV-1210 | VAV-1210 | Neptronic | EVCB SERIES | Standard | Serial | VAVCTR | 7 | 7B081 - W/S |  |  | Active | Yes | IN-BLR-ANANTA-VAV-1210_7 | uuid://d0f6d07c-e7f3-46a2-8fd2-894104dc374a | {"asset":{"guid":"uuid://d0f6d07c-e7f3-46a2-8fd2-894104dc374a","site":"in-blr-ananta","name":"vav-1210"}} | KNND | [5 empty] | BACnet MS/TP | 121210 | 11637 | [21 empty] | HLI-66 | Proxied Device | Good | KNND | 10 | N/A |  |  |  | neptronic_evcbseries | NEPTRONIC-EVCBSERIES
1631 | Building Management System | VAV-1211 | VAV-1211 | Neptronic | EVCB SERIES | Standard | Serial | VAVCTR | 7 | 7B095 - W/S |  |  | Active | Yes | IN-BLR-ANANTA-VAV-1211_7 | uuid://bb40c614-424d-455e-aae5-079c941567bc | {"asset":{"guid":"uuid://bb40c614-424d-455e-aae5-079c941567bc","site":"in-blr-ananta","name":"vav-1211"}} | KNND | [5 empty] | BACnet MS/TP | 121211 | 11637 | [21 empty] | HLI-66 | Proxied Device | Good | KNND | 10 | N/A |  |  |  | neptronic_evcbseries | NEPTRONIC-EVCBSERIES
1632 | Building Management System | VAV-1212 | VAV-1212 | Neptronic | EVCB SERIES | Standard | Serial | VAVCTR | 7 | 7B109 - W/S |  |  | Active | Yes | IN-BLR-ANANTA-VAV-1212_7 | uuid://fd927fc3-d7f2-4854-bfeb-2c05b1badf89 | {"asset":{"guid":"uuid://fd927fc3-d7f2-4854-bfeb-2c05b1badf89","site":"in-blr-ananta","name":"vav-1212"}} | KNND | [5 empty] | BACnet MS/TP | 121212 | 11637 | [21 empty] | HLI-66 | Proxied Device | Good | KNND | 10 | N/A |  |  |  | neptronic_evcbseries | NEPTRONIC-EVCBSERIES
1633 | Building Management System | VAV-1213 | VAV-1213 | Neptronic | EVCB SERIES | Standard | Serial | VAVCTR | 7 | 7B079 - W/S |  |  | Active | Yes | IN-BLR-ANANTA-VAV-1213_7 | uuid://8d506524-d53f-45a7-83de-28d5c72059cc | {"asset":{"guid":"uuid://8d506524-d53f-45a7-83de-28d5c72059cc","site":"in-blr-ananta","name":"vav-1213"}} | KNND | [5 empty] | BACnet MS/TP | 121213 | 11637 | [21 empty] | HLI-66 | Proxied Device | Good | KNND | 10 | N/A |  |  |  | neptronic_evcbseries | NEPTRONIC-EVCBSERIES
1634 | Building Management System | VAV-1214 | VAV-1214 | Neptronic | EVCB SERIES | Standard | Serial | VAVCTR | 7 | 705 - Electrical |  |  | Active | Yes | IN-BLR-ANANTA-VAV-1214_7 | uuid://706161ff-d24a-4c11-9554-dbe07942744f | {"asset":{"guid":"uuid://706161ff-d24a-4c11-9554-dbe07942744f","site":"in-blr-ananta","name":"vav-1214"}} | KNND | [5 empty] | BACnet MS/TP | 121214 | 11637 | [21 empty] | HLI-66 | Proxied Device | Good | KNND | 10 | N/A |  |  |  | neptronic_evcbseries | NEPTRONIC-EVCBSERIES
1635 | Building Management System | VAV-1215 | VAV-1215 | Neptronic | EVCB SERIES | Standard | Serial | VAVCTR | 7 | C708 - Primary Circulation |  |  | Active | Yes | IN-BLR-ANANTA-VAV-1215_7 | uuid://63229054-d4ae-4677-9c0e-c32edc5b3386 | {"asset":{"guid":"uuid://63229054-d4ae-4677-9c0e-c32edc5b3386","site":"in-blr-ananta","name":"vav-1215"}} | KNND | [5 empty] | BACnet MS/TP | 121215 | 11637 | [21 empty] | HLI-66 | Proxied Device | Good | KNND | 10 | N/A |  |  |  | neptronic_evcbseries | NEPTRONIC-EVCBSERIES
1636 | Building Management System | VAV-1216 | VAV-1216 | Neptronic | EVCB SERIES | Standard | Serial | VAVCTR | 7 | 7B33 - Nook Kurta |  |  | Active | Yes | IN-BLR-ANANTA-VAV-1216_7 | uuid://65903ff4-c048-47d6-8fa9-2dcee0dea905 | {"asset":{"guid":"uuid://65903ff4-c048-47d6-8fa9-2dcee0dea905","site":"in-blr-ananta","name":"vav-1216"}} | KNND | [5 empty] | BACnet MS/TP | 121216 | 11638 | [21 empty] | HLI-66 | Proxied Device | Good | KNND | 10 | N/A |  |  |  | neptronic_evcbseries | NEPTRONIC-EVCBSERIES
1637 | Building Management System | VAV-1217 | VAV-1217 | Neptronic | EVCB SERIES | Standard | Serial | VAVCTR | 7 | 7B69 - Copy and Print Kaisurali |  |  | Active | Yes | IN-BLR-ANANTA-VAV-1217_7 | uuid://fae21771-ac58-4ef0-9dff-969043e9e579 | {"asset":{"guid":"uuid://fae21771-ac58-4ef0-9dff-969043e9e579","site":"in-blr-ananta","name":"vav-1217"}} | KNND | [5 empty] | BACnet MS/TP | 121217 | 11638 | [21 empty] | HLI-66 | Proxied Device | Good | KNND | 10 | N/A |  |  |  | neptronic_evcbseries | NEPTRONIC-EVCBSERIES
1638 | Building Management System | VAV-1218 | VAV-1218 | Neptronic | EVCB SERIES | Standard | Serial | VAVCTR | 7 | 7B26 - Kediyu |  |  | Active | Yes | IN-BLR-ANANTA-VAV-1218_7 | uuid://929c2f43-fd81-4d1e-a1d4-838743cac16f | {"asset":{"guid":"uuid://929c2f43-fd81-4d1e-a1d4-838743cac16f","site":"in-blr-ananta","name":"vav-1218"}} | KNND | [5 empty] | BACnet MS/TP | 121218 | 11638 | [21 empty] | HLI-66 | Proxied Device | Good | KNND | 10 | N/A |  |  |  | neptronic_evcbseries | NEPTRONIC-EVCBSERIES
1639 | Building Management System | VAV-1219 | VAV-1219 | Neptronic | EVCB SERIES | Standard | Serial | VAVCTR | 7 | 7B38 - Nook Lehenga & 7B68 - Lounge |  |  | Active | Yes | IN-BLR-ANANTA-VAV-1219_7 | uuid://a6da58f5-547a-4e7c-981b-6bb5ef26d398 | {"asset":{"guid":"uuid://a6da58f5-547a-4e7c-981b-6bb5ef26d398","site":"in-blr-ananta","name":"vav-1219"}} | KNND | [5 empty] | BACnet MS/TP | 121219 | 11638 | [21 empty] | HLI-66 | Proxied Device | Good | KNND | 10 | N/A |  |  |  | neptronic_evcbseries | NEPTRONIC-EVCBSERIES
1640 | Building Management System | VAV-1220 | VAV-1220 | Neptronic | EVCB SERIES | Standard | Serial | VAVCTR | 7 | 7B36 - Latkan |  |  | Active | Yes | IN-BLR-ANANTA-VAV-1220_7 | uuid://696e7cb4-f864-4a98-aba6-6fc4ca772cda | {"asset":{"guid":"uuid://696e7cb4-f864-4a98-aba6-6fc4ca772cda","site":"in-blr-ananta","name":"vav-1220"}} | KNND | [5 empty] | BACnet MS/TP | 121220 | 11638 | [21 empty] | HLI-66 | Proxied Device | Good | KNND | 10 | N/A |  |  |  | neptronic_evcbseries | NEPTRONIC-EVCBSERIES
1641 | Building Management System | VAV-1221 | VAV-1221 | Neptronic | EVCB SERIES | Standard | Serial | VAVCTR | 7 | 7B36 - Kiviole |  |  | Active | Yes | IN-BLR-ANANTA-VAV-1221_7 | uuid://42d284f3-decb-40de-86fa-c9dc11fe5c96 | {"asset":{"guid":"uuid://42d284f3-decb-40de-86fa-c9dc11fe5c96","site":"in-blr-ananta","name":"vav-1221"}} | KNND | [5 empty] | BACnet MS/TP | 121221 | 11638 | [21 empty] | HLI-66 | Proxied Device | Good | KNND | 10 | N/A |  |  |  | neptronic_evcbseries | NEPTRONIC-EVCBSERIES
1642 | Building Management System | VAV-1222 | VAV-1222 | Neptronic | EVCB SERIES | Standard | Serial | VAVCTR | 7 | 7B33 - Nook Kurta |  |  | Active | Yes | IN-BLR-ANANTA-VAV-1222_7 | uuid://0cd7768a-1e96-43ab-9422-cb4eb0f5fc9c | {"asset":{"guid":"uuid://0cd7768a-1e96-43ab-9422-cb4eb0f5fc9c","site":"in-blr-ananta","name":"vav-1222"}} | KNND | [5 empty] | BACnet MS/TP | 121222 | 11638 | [21 empty] | HLI-66 | Proxied Device | Good | KNND | 10 | N/A |  |  |  | neptronic_evcbseries | NEPTRONIC-EVCBSERIES
1643 | Building Management System | VAV-1223 | VAV-1223 | Neptronic | EVCB SERIES | Standard | Serial | VAVCTR | 7 | 7B35 - Huddle Kingri |  |  | Active | Yes | IN-BLR-ANANTA-VAV-1223_7 | uuid://844f61c3-8919-4f05-897c-caba514baf35 | {"asset":{"guid":"uuid://844f61c3-8919-4f05-897c-caba514baf35","site":"in-blr-ananta","name":"vav-1223"}} | KNND | [5 empty] | BACnet MS/TP | 121223 | 11638 | [21 empty] | HLI-66 | Proxied Device | Good | KNND | 10 | N/A |  |  |  | neptronic_evcbseries | NEPTRONIC-EVCBSERIES
1644 | Building Management System | VAV-1224 | VAV-1224 | Neptronic | EVCB SERIES | Standard | Serial | VAVCTR | 7 | 7B141 - W/S |  |  | Active | Yes | IN-BLR-ANANTA-VAV-1224_7 | uuid://9630b376-1cb5-441a-85bd-28ee93bc2cc9 | {"asset":{"guid":"uuid://9630b376-1cb5-441a-85bd-28ee93bc2cc9","site":"in-blr-ananta","name":"vav-1224"}} | KNND | [5 empty] | BACnet MS/TP | 121224 | 11638 | [21 empty] | HLI-66 | Proxied Device | Good | KNND | 10 | N/A |  |  |  | neptronic_evcbseries | NEPTRONIC-EVCBSERIES
1645 | Building Management System | VAV-1225 | VAV-1225 | Neptronic | EVCB SERIES | Standard | Serial | VAVCTR | 7 | 7B60 - Open Collaboration |  |  | Active | Yes | IN-BLR-ANANTA-VAV-1225_7 | uuid://612f492e-f1b4-4dec-86ba-ef7f63aa86f5 | {"asset":{"guid":"uuid://612f492e-f1b4-4dec-86ba-ef7f63aa86f5","site":"in-blr-ananta","name":"vav-1225"}} | KNND | [5 empty] | BACnet MS/TP | 121225 | 11638 | [21 empty] | HLI-66 | Proxied Device | Good | KNND | 10 | N/A |  |  |  | neptronic_evcbseries | NEPTRONIC-EVCBSERIES
1646 | Building Management System | VAV-1226 | VAV-1226 | Neptronic | EVCB SERIES | Standard | Serial | VAVCTR | 7 | 7B6 - Huddle Himru |  |  | Active | Yes | IN-BLR-ANANTA-VAV-1226_7 | uuid://dd9af3ea-0170-4669-9488-b50712dd4b3a | {"asset":{"guid":"uuid://dd9af3ea-0170-4669-9488-b50712dd4b3a","site":"in-blr-ananta","name":"vav-1226"}} | KNND | [5 empty] | BACnet MS/TP | 121226 | 11638 | [21 empty] | HLI-66 | Proxied Device | Good | KNND | 10 | N/A |  |  |  | neptronic_evcbseries | NEPTRONIC-EVCBSERIES
1647 | Building Management System | VAV-1227 | VAV-1227 | Neptronic | EVCB SERIES | Standard | Serial | VAVCTR | 7 | 7B26 - Huddle Kashida |  |  | Active | Yes | IN-BLR-ANANTA-VAV-1227_7 | uuid://bdc70918-b3b7-4d56-b7df-0e5f86ac9821 | {"asset":{"guid":"uuid://bdc70918-b3b7-4d56-b7df-0e5f86ac9821","site":"in-blr-ananta","name":"vav-1227"}} | KNND | [5 empty] | BACnet MS/TP | 121227 | 11638 | [21 empty] | HLI-66 | Proxied Device | Good | KNND | 10 | N/A |  |  |  | neptronic_evcbseries | NEPTRONIC-EVCBSERIES
1648 | Building Management System | VAV-1228 | VAV-1228 | Neptronic | EVCB SERIES | Standard | Serial | VAVCTR | 7 | 7A49 - Huddle Gota |  |  | Active | Yes | IN-BLR-ANANTA-VAV-1228_7 | uuid://447a910c-f7bf-42c6-99d6-3bd6c6552f4e | {"asset":{"guid":"uuid://447a910c-f7bf-42c6-99d6-3bd6c6552f4e","site":"in-blr-ananta","name":"vav-1228"}} | KNND | [5 empty] | BACnet MS/TP | 121228 | 11638 | [21 empty] | HLI-66 | Proxied Device | Good | KNND | 10 | N/A |  |  |  | neptronic_evcbseries | NEPTRONIC-EVCBSERIES
1649 | Building Management System | VAV-1229 | VAV-1229 | Neptronic | EVCB SERIES | Standard | Serial | VAVCTR | 7 | 7B39 - Nook Leheriya & 7B40 - Nook Lokar |  |  | Active | Yes | IN-BLR-ANANTA-VAV-1229_7 | uuid://99052f90-8465-4202-86f3-ebb5f7bfeb8b | {"asset":{"guid":"uuid://99052f90-8465-4202-86f3-ebb5f7bfeb8b","site":"in-blr-ananta","name":"vav-1229"}} | KNND | [5 empty] | BACnet MS/TP | 121229 | 11638 | [21 empty] | HLI-66 | Proxied Device | Good | KNND | 10 | N/A |  |  |  | neptronic_evcbseries | NEPTRONIC-EVCBSERIES
1650 | Building Management System | VAV-1230 | VAV-1230 | Neptronic | EVCB SERIES | Standard | Serial | VAVCTR | 7 | 7B66 - Lounge |  |  | Active | Yes | IN-BLR-ANANTA-VAV-1230_7 | uuid://40d302a4-9cd8-4fb0-b888-4aacd2fbe4e4 | {"asset":{"guid":"uuid://40d302a4-9cd8-4fb0-b888-4aacd2fbe4e4","site":"in-blr-ananta","name":"vav-1230"}} | KNND | [5 empty] | BACnet MS/TP | 121230 | 11638 | [21 empty] | HLI-66 | Proxied Device | Good | KNND | 10 | N/A |  |  |  | neptronic_evcbseries | NEPTRONIC-EVCBSERIES
1651 | Building Management System | VAV-1231 | VAV-1231 | Neptronic | EVCB SERIES | Standard | Serial | VAVCTR | 7 | 7A139 - W/S |  |  | Active | Yes | IN-BLR-ANANTA-VAV-1231_7 | uuid://8de51982-6628-4fb7-ac19-1882e58e33f1 | {"asset":{"guid":"uuid://8de51982-6628-4fb7-ac19-1882e58e33f1","site":"in-blr-ananta","name":"vav-1231"}} | KNND | [5 empty] | BACnet MS/TP | 121231 | 11638 | [21 empty] | HLI-66 | Proxied Device | Good | KNND | 10 | N/A |  |  |  | neptronic_evcbseries | NEPTRONIC-EVCBSERIES
1652 | Building Management System | VAV-1232 | VAV-1232 | Neptronic | EVCB SERIES | Standard | Serial | VAVCTR | 7 | 7A141 - W/S |  |  | Active | Yes | IN-BLR-ANANTA-VAV-1232_7 | uuid://43f3f58b-6bd4-4258-8db2-e908456269fe | {"asset":{"guid":"uuid://43f3f58b-6bd4-4258-8db2-e908456269fe","site":"in-blr-ananta","name":"vav-1232"}} | KNND | [5 empty] | BACnet MS/TP | 121232 | 11638 | [21 empty] | HLI-66 | Proxied Device | Good | KNND | 10 | N/A |  |  |  | neptronic_evcbseries | NEPTRONIC-EVCBSERIES
1653 | Building Management System | VAV-1233 | VAV-1233 | Neptronic | EVCB SERIES | Standard | Serial | VAVCTR | 7 | FA Ahu Room |  |  | Active | Yes | IN-BLR-ANANTA-VAV-1233_7 | uuid://7552e2a7-7c49-4a99-8a82-79751d2c2fb8 | {"asset":{"guid":"uuid://7552e2a7-7c49-4a99-8a82-79751d2c2fb8","site":"in-blr-ananta","name":"vav-1233"}} | KNND | [5 empty] | BACnet MS/TP | 121233 | 11637 | [21 empty] | HLI-66 | Proxied Device | Good | KNND | 10 | N/A |  |  |  | neptronic_evcbseries | NEPTRONIC-EVCBSERIES
1654 | Building Management System | VAV-1234 | VAV-1234 | Neptronic | EVCB SERIES | Standard | Serial | VAVCTR | 7 | 7C42 - Storage |  |  | Active | Yes | IN-BLR-ANANTA-VAV-1234_7 | uuid://a9a0017d-5f56-44a1-b33c-1d7270a6f917 | {"asset":{"guid":"uuid://a9a0017d-5f56-44a1-b33c-1d7270a6f917","site":"in-blr-ananta","name":"vav-1234"}} | KNND | [5 empty] | BACnet MS/TP | 121234 | 11635 | [21 empty] | HLI-61 | Proxied Device | Good | KNND | 10 | N/A |  |  |  | neptronic_evcbseries | NEPTRONIC-EVCBSERIES
1655 | Building Management System | VAV-1235 | VAV-1235 | Neptronic | EVCB SERIES | Standard | Serial | VAVCTR | 7 | 7C5 - Mascara |  |  | Active | Yes | IN-BLR-ANANTA-VAV-1235_7 | uuid://235f1c45-9c05-4c6c-a106-0232050bfc19 | {"asset":{"guid":"uuid://235f1c45-9c05-4c6c-a106-0232050bfc19","site":"in-blr-ananta","name":"vav-1235"}} | KNND | [5 empty] | BACnet MS/TP | 121235 | 11635 | [21 empty] | HLI-61 | Proxied Device | Good | KNND | 10 | N/A |  |  |  | neptronic_evcbseries | NEPTRONIC-EVCBSERIES
1656 | Building Management System | VAV-1236 | VAV-1236 | Neptronic | EVCB SERIES | Standard | Serial | VAVCTR | 7 | 7C7 - Mundu |  |  | Active | Yes | IN-BLR-ANANTA-VAV-1236_7 | uuid://79f9b308-1c4b-43d4-9e9a-da1deb79fbe4 | {"asset":{"guid":"uuid://79f9b308-1c4b-43d4-9e9a-da1deb79fbe4","site":"in-blr-ananta","name":"vav-1236"}} | KNND | [5 empty] | BACnet MS/TP | 121236 | 11635 | [21 empty] | HLI-61 | Proxied Device | Good | KNND | 10 | N/A |  |  |  | neptronic_evcbseries | NEPTRONIC-EVCBSERIES
1657 | Building Management System | VAV-1237 | VAV-1237 | Neptronic | EVCB SERIES | Standard | Serial | VAVCTR | 7 | 7C6 - Mulmul |  |  | Active | Yes | IN-BLR-ANANTA-VAV-1237_7 | uuid://892df2c6-e971-4f16-98ec-8de73922bdf1 | {"asset":{"guid":"uuid://892df2c6-e971-4f16-98ec-8de73922bdf1","site":"in-blr-ananta","name":"vav-1237"}} | KNND | [5 empty] | BACnet MS/TP | 121237 | 11635 | [21 empty] | HLI-61 | Proxied Device | Good | KNND | 10 | N/A |  |  |  | neptronic_evcbseries | NEPTRONIC-EVCBSERIES
1658 | Building Management System | VAV-1238 | VAV-1238 | Neptronic | EVCB SERIES | Standard | Serial | VAVCTR | 7 | 7C8 - Nakshi |  |  | Active | Yes | IN-BLR-ANANTA-VAV-1238_7 | uuid://81e190df-3da5-47f0-88ab-223c372cbf7b | {"asset":{"guid":"uuid://81e190df-3da5-47f0-88ab-223c372cbf7b","site":"in-blr-ananta","name":"vav-1238"}} | KNND | [5 empty] | BACnet MS/TP | 121238 | 11635 | [21 empty] | HLI-61 | Proxied Device | Good | KNND | 10 | N/A |  |  |  | neptronic_evcbseries | NEPTRONIC-EVCBSERIES
1659 | Building Management System | VAV-1239 | VAV-1239 | Neptronic | EVCB SERIES | Standard | Serial | VAVCTR | 7 | 7C3 - Nook Mehendi |  |  | Active | Yes | IN-BLR-ANANTA-VAV-1239_7 | uuid://18593dcf-362f-4c93-8516-638d3cfdbd77 | {"asset":{"guid":"uuid://18593dcf-362f-4c93-8516-638d3cfdbd77","site":"in-blr-ananta","name":"vav-1239"}} | KNND | [5 empty] | BACnet MS/TP | 121239 | 11635 | [21 empty] | HLI-61 | Proxied Device | Good | KNND | 10 | N/A |  |  |  | neptronic_evcbseries | NEPTRONIC-EVCBSERIES
1660 | Building Management System | VAV-1240 | VAV-1240 | Neptronic | EVCB SERIES | Standard | Serial | VAVCTR | 7 | 7C035 - W/S |  |  | Active | Yes | IN-BLR-ANANTA-VAV-1240_7 | uuid://af7f215f-cf83-4363-8986-ba4845b48836 | {"asset":{"guid":"uuid://af7f215f-cf83-4363-8986-ba4845b48836","site":"in-blr-ananta","name":"vav-1240"}} | KNND | [5 empty] | BACnet MS/TP | 121240 | 11635 | [21 empty] | HLI-61 | Proxied Device | Good | KNND | 10 | N/A |  |  |  | neptronic_evcbseries | NEPTRONIC-EVCBSERIES
1661 | Building Management System | VAV-1241 | VAV-1241 | Neptronic | EVCB SERIES | Standard | Serial | VAVCTR | 7 | 717 - Lounge |  |  | Active | Yes | IN-BLR-ANANTA-VAV-1241_7 | uuid://1cc1b6c6-a917-4708-a761-610498d896a9 | {"asset":{"guid":"uuid://1cc1b6c6-a917-4708-a761-610498d896a9","site":"in-blr-ananta","name":"vav-1241"}} | KNND | [5 empty] | BACnet MS/TP | 121241 | 11635 | [21 empty] | HLI-61 | Proxied Device | Good | KNND | 10 | N/A |  |  |  | neptronic_evcbseries | NEPTRONIC-EVCBSERIES
1662 | Building Management System | VAV-1242 | VAV-1242 | Neptronic | EVCB SERIES | Standard | Serial | VAVCTR | 7 | 7C019 - W/S |  |  | Active | Yes | IN-BLR-ANANTA-VAV-1242_7 | uuid://b09f47ca-2e1c-44fb-814a-b1d54b372351 | {"asset":{"guid":"uuid://b09f47ca-2e1c-44fb-814a-b1d54b372351","site":"in-blr-ananta","name":"vav-1242"}} | KNND | [5 empty] | BACnet MS/TP | 121242 | 11635 | [21 empty] | HLI-61 | Proxied Device | Good | KNND | 10 | N/A |  |  |  | neptronic_evcbseries | NEPTRONIC-EVCBSERIES
1663 | Building Management System | VAV-1243 | VAV-1243 | Neptronic | EVCB SERIES | Standard | Serial | VAVCTR | 7 | 7C013 - W/S |  |  | Active | Yes | IN-BLR-ANANTA-VAV-1243_7 | uuid://2c58ee3e-56a9-45f5-99ab-4c90acfd7a18 | {"asset":{"guid":"uuid://2c58ee3e-56a9-45f5-99ab-4c90acfd7a18","site":"in-blr-ananta","name":"vav-1243"}} | KNND | [5 empty] | BACnet MS/TP | 121243 | 11635 | [21 empty] | HLI-61 | Proxied Device | Good | KNND | 10 | N/A |  |  |  | neptronic_evcbseries | NEPTRONIC-EVCBSERIES
1664 | Building Management System | VAV-1244 | VAV-1244 | Neptronic | EVCB SERIES | Standard | Serial | VAVCTR | 7 | 7C005 - W/S |  |  | Active | Yes | IN-BLR-ANANTA-VAV-1244_7 | uuid://1aafd445-eea3-4924-97b9-6fc9eff6e359 | {"asset":{"guid":"uuid://1aafd445-eea3-4924-97b9-6fc9eff6e359","site":"in-blr-ananta","name":"vav-1244"}} | KNND | [5 empty] | BACnet MS/TP | 121244 | 11635 | [21 empty] | HLI-61 | Proxied Device | Good | KNND | 10 | N/A |  |  |  | neptronic_evcbseries | NEPTRONIC-EVCBSERIES
1665 | Building Management System | VAV-1245 | VAV-1245 | Neptronic | EVCB SERIES | Standard | Serial | VAVCTR | 7 | 7C11 - Nauvaari |  |  | Active | Yes | IN-BLR-ANANTA-VAV-1245_7 | uuid://af26b66d-a8cb-4efc-aa2b-2295015c44bc | {"asset":{"guid":"uuid://af26b66d-a8cb-4efc-aa2b-2295015c44bc","site":"in-blr-ananta","name":"vav-1245"}} | KNND | [5 empty] | BACnet MS/TP | 121245 | 11636 | [21 empty] | HLI-61 | Proxied Device | Good | KNND | 10 | N/A |  |  |  | neptronic_evcbseries | NEPTRONIC-EVCBSERIES
1666 | Building Management System | VAV-1246 | VAV-1246 | Neptronic | EVCB SERIES | Standard | Serial | VAVCTR | 7 | 7C10 - Nook Nath |  |  | Active | Yes | IN-BLR-ANANTA-VAV-1246_7 | uuid://5792362e-c8c3-40af-9d34-28261a19e0b7 | {"asset":{"guid":"uuid://5792362e-c8c3-40af-9d34-28261a19e0b7","site":"in-blr-ananta","name":"vav-1246"}} | KNND | [5 empty] | BACnet MS/TP | 121246 | 11636 | [21 empty] | HLI-61 | Proxied Device | Good | KNND | 10 | N/A |  |  |  | neptronic_evcbseries | NEPTRONIC-EVCBSERIES
1667 | Building Management System | VAV-1247 | VAV-1247 | Neptronic | EVCB SERIES | Standard | Serial | VAVCTR | 7 | 7C055 - W/S |  |  | Active | Yes | IN-BLR-ANANTA-VAV-1247_7 | uuid://bf099edb-8b45-46d1-9982-0edaf2ce005f | {"asset":{"guid":"uuid://bf099edb-8b45-46d1-9982-0edaf2ce005f","site":"in-blr-ananta","name":"vav-1247"}} | KNND | [5 empty] | BACnet MS/TP | 121247 | 11636 | [21 empty] | HLI-61 | Proxied Device | Good | KNND | 10 | N/A |  |  |  | neptronic_evcbseries | NEPTRONIC-EVCBSERIES
1668 | Building Management System | VAV-1248 | VAV-1248 | Neptronic | EVCB SERIES | Standard | Serial | VAVCTR | 7 | FA Ahu Room |  |  | Active | Yes | IN-BLR-ANANTA-VAV-1248_7 | uuid://e616faa0-baee-46c2-b90b-17b78fc253f1 | {"asset":{"guid":"uuid://e616faa0-baee-46c2-b90b-17b78fc253f1","site":"in-blr-ananta","name":"vav-1248"}} | KNND | [5 empty] | BACnet MS/TP | 121248 | 11635 | [21 empty] | HLI-61 | Proxied Device | Good | KNND | 10 | N/A |  |  |  | neptronic_evcbseries | NEPTRONIC-EVCBSERIES
1669 | Building Management System | VAV-1249 | VAV-1249 | Neptronic | EVCB SERIES | Standard | Serial | VAVCTR | 7 | 7C075 - W/S |  |  | Active | Yes | IN-BLR-ANANTA-VAV-1249_7 | uuid://e04343c7-4873-4a4f-9377-ddd8f795b8a0 | {"asset":{"guid":"uuid://e04343c7-4873-4a4f-9377-ddd8f795b8a0","site":"in-blr-ananta","name":"vav-1249"}} | KNND | [5 empty] | BACnet MS/TP | 121249 | 11636 | [21 empty] | HLI-61 | Proxied Device | Good | KNND | 10 | N/A |  |  |  | neptronic_evcbseries | NEPTRONIC-EVCBSERIES
1670 | Building Management System | VAV-1250 | VAV-1250 | Neptronic | EVCB SERIES | Standard | Serial | VAVCTR | 7 | 7B1 - Haar |  |  | Active | Yes | IN-BLR-ANANTA-VAV-1250_7 | uuid://2e91710e-be21-4217-8bbd-462da2cb9b57 | {"asset":{"guid":"uuid://2e91710e-be21-4217-8bbd-462da2cb9b57","site":"in-blr-ananta","name":"vav-1250"}} | KNND | [5 empty] | BACnet MS/TP | 121250 | 11636 | [21 empty] | HLI-61 | Proxied Device | Good | KNND | 10 | N/A |  |  |  | neptronic_evcbseries | NEPTRONIC-EVCBSERIES
1671 | Building Management System | VAV-1251 | VAV-1251 | Neptronic | EVCB SERIES | Standard | Serial | VAVCTR | 7 | 7B1 - Hastkala |  |  | Active | Yes | IN-BLR-ANANTA-VAV-1251_7 | uuid://dfca8192-3cbb-4838-8941-f4bc0db5ded3 | {"asset":{"guid":"uuid://dfca8192-3cbb-4838-8941-f4bc0db5ded3","site":"in-blr-ananta","name":"vav-1251"}} | KNND | [5 empty] | BACnet MS/TP | 121251 | 11636 | [21 empty] | HLI-61 | Proxied Device | Good | KNND | 10 | N/A |  |  |  | neptronic_evcbseries | NEPTRONIC-EVCBSERIES
1672 | Building Management System | VAV-1252 | VAV-1252 | Neptronic | EVCB SERIES | Standard | Serial | VAVCTR | 7 | C7105 - Team Circulation |  |  | Active | Yes | IN-BLR-ANANTA-VAV-1252_7 | uuid://8b85fcd6-23b4-497c-802e-0ac92135a466 | {"asset":{"guid":"uuid://8b85fcd6-23b4-497c-802e-0ac92135a466","site":"in-blr-ananta","name":"vav-1252"}} | KNND | [5 empty] | BACnet MS/TP | 121252 | 11636 | [21 empty] | HLI-61 | Proxied Device | Good | KNND | 10 | N/A |  |  |  | neptronic_evcbseries | NEPTRONIC-EVCBSERIES
1673 | Building Management System | VAV-1253 | VAV-1253 | Neptronic | EVCB SERIES | Standard | Serial | VAVCTR | 7 | 7B11 - Huddle Jhola |  |  | Active | Yes | IN-BLR-ANANTA-VAV-1253_7 | uuid://3889a4a1-2b3a-4937-8f4f-7d358762f093 | {"asset":{"guid":"uuid://3889a4a1-2b3a-4937-8f4f-7d358762f093","site":"in-blr-ananta","name":"vav-1253"}} | KNND | [5 empty] | BACnet MS/TP | 121253 | 11636 | [21 empty] | HLI-61 | Proxied Device | Good | KNND | 10 | N/A |  |  |  | neptronic_evcbseries | NEPTRONIC-EVCBSERIES
1674 | Building Management System | VAV-1254 | VAV-1254 | Neptronic | EVCB SERIES | Standard | Serial | VAVCTR | 7 | 7B7 - Ilkal |  |  | Active | Yes | IN-BLR-ANANTA-VAV-1254_7 | uuid://f1ff80eb-0e7d-47a7-be32-c9124b6507ab | {"asset":{"guid":"uuid://f1ff80eb-0e7d-47a7-be32-c9124b6507ab","site":"in-blr-ananta","name":"vav-1254"}} | KNND | [5 empty] | BACnet MS/TP | 121254 | 11640 | [21 empty] | HLI-61 | Proxied Device | Good | KNND | 10 | N/A |  |  |  | neptronic_evcbseries | NEPTRONIC-EVCBSERIES
1675 | Building Management System | VAV-1255 | VAV-1255 | Neptronic | EVCB SERIES | Standard | Serial | VAVCTR | 7 | 7B44 - Lounge |  |  | Active | Yes | IN-BLR-ANANTA-VAV-1255_7 | uuid://042e8d62-5855-43b1-8c84-8c01d9835c14 | {"asset":{"guid":"uuid://042e8d62-5855-43b1-8c84-8c01d9835c14","site":"in-blr-ananta","name":"vav-1255"}} | KNND | [5 empty] | BACnet MS/TP | 121255 | 11640 | [21 empty] | HLI-61 | Proxied Device | Good | KNND | 10 | N/A |  |  |  | neptronic_evcbseries | NEPTRONIC-EVCBSERIES
1676 | Building Management System | VAV-1256 | VAV-1256 | Neptronic | EVCB SERIES | Standard | Serial | VAVCTR | 7 | 7B1A - Lounge |  |  | Active | Yes | IN-BLR-ANANTA-VAV-1256_7 | uuid://95aa7606-b74e-43eb-8400-c521dea4586b | {"asset":{"guid":"uuid://95aa7606-b74e-43eb-8400-c521dea4586b","site":"in-blr-ananta","name":"vav-1256"}} | KNND | [5 empty] | BACnet MS/TP | 121256 | 11636 | [21 empty] | HLI-61 | Proxied Device | Good | KNND | 10 | N/A |  |  |  | neptronic_evcbseries | NEPTRONIC-EVCBSERIES
1677 | Building Management System | VAV-1257 | VAV-1257 | Neptronic | EVCB SERIES | Standard | Serial | VAVCTR | 7 | 7B4 - Hathkargha |  |  | Active | Yes | IN-BLR-ANANTA-VAV-1257_7 | uuid://2e04f1f1-07c4-4bb9-96fa-8afc7a2fbbf2 | {"asset":{"guid":"uuid://2e04f1f1-07c4-4bb9-96fa-8afc7a2fbbf2","site":"in-blr-ananta","name":"vav-1257"}} | KNND | [5 empty] | BACnet MS/TP | 121257 | 11636 | [21 empty] | HLI-61 | Proxied Device | Good | KNND | 10 | N/A |  |  |  | neptronic_evcbseries | NEPTRONIC-EVCBSERIES
1678 | Building Management System | VAV-1258 | VAV-1258 | Neptronic | EVCB SERIES | Standard | Serial | VAVCTR | 7 | 709 ABC - Lift Lobby |  |  | Active | Yes | IN-BLR-ANANTA-VAV-1258_7 | uuid://db24d3fb-bdf2-4cb2-bc1d-d3aa00dcc93f | {"asset":{"guid":"uuid://db24d3fb-bdf2-4cb2-bc1d-d3aa00dcc93f","site":"in-blr-ananta","name":"vav-1258"}} | KNND | [5 empty] | BACnet MS/TP | 121258 | 11636 | [21 empty] | HLI-61 | Proxied Device | Good | KNND | 10 | N/A |  |  |  | neptronic_evcbseries | NEPTRONIC-EVCBSERIES
1679 | Building Management System | VAV-1259 | VAV-1259 | Neptronic | EVCB SERIES | Standard | Serial | VAVCTR | 7 | IDF ROOM -1 |  |  | Active | Yes | IN-BLR-ANANTA-VAV-1259_7 | uuid://901eb3ee-03a7-4b59-a449-afb71cb56164 | {"asset":{"guid":"uuid://901eb3ee-03a7-4b59-a449-afb71cb56164","site":"in-blr-ananta","name":"vav-1259"}} | KNND | [5 empty] | BACnet MS/TP | 121259 | 11636 | [21 empty] | HLI-61 | Proxied Device | Good | KNND | 10 | N/A |  |  |  | neptronic_evcbseries | NEPTRONIC-EVCBSERIES
1680 | Building Management System | VAV-1260 | VAV-1260 | Neptronic | EVCB SERIES | Standard | Serial | VAVCTR | 7 | 7B4A - Lounge |  |  | Active | Yes | IN-BLR-ANANTA-VAV-1260_7 | uuid://a27310fc-93e7-4c61-8540-241bb2fbaa6c | {"asset":{"guid":"uuid://a27310fc-93e7-4c61-8540-241bb2fbaa6c","site":"in-blr-ananta","name":"vav-1260"}} | KNND | [5 empty] | BACnet MS/TP | 121260 | 11636 | [21 empty] | HLI-61 | Proxied Device | Good | KNND | 10 | N/A |  |  |  | neptronic_evcbseries | NEPTRONIC-EVCBSERIES
1681 | Building Management System | VAV-1261 | VAV-1261 | Neptronic | EVCB SERIES | Standard | Serial | VAVCTR | 7 | 706 ABC - Lift Lobby |  |  | Active | Yes | IN-BLR-ANANTA-VAV-1261_7 | uuid://c1feb25c-b92b-4293-836c-8d4116ee1c26 | {"asset":{"guid":"uuid://c1feb25c-b92b-4293-836c-8d4116ee1c26","site":"in-blr-ananta","name":"vav-1261"}} | KNND | [5 empty] | BACnet MS/TP | 121261 | 11636 | [21 empty] | HLI-61 | Proxied Device | Good | KNND | 10 | N/A |  |  |  | neptronic_evcbseries | NEPTRONIC-EVCBSERIES
1682 | Building Management System | VAV-1262 | VAV-1262 | Neptronic | EVCB SERIES | Standard | Serial | VAVCTR | 7 | C7131 - Primary Circulation |  |  | Active | Yes | IN-BLR-ANANTA-VAV-1262_7 | uuid://d47ac185-d76a-4602-bbfd-7e8ec3bfd157 | {"asset":{"guid":"uuid://d47ac185-d76a-4602-bbfd-7e8ec3bfd157","site":"in-blr-ananta","name":"vav-1262"}} | KNND | [5 empty] | BACnet MS/TP | 121262 | 11636 | [21 empty] | HLI-61 | Proxied Device | Good | KNND | 10 | N/A |  |  |  | neptronic_evcbseries | NEPTRONIC-EVCBSERIES
1683 | Building Management System | VAV-1263 | VAV-1263 | Neptronic | EVCB SERIES | Standard | Serial | VAVCTR | 7 | 7C097 - W/S |  |  | Active | Yes | IN-BLR-ANANTA-VAV-1263_7 | uuid://5b269f34-a6ea-45a8-9c01-4d9c3652bb58 | {"asset":{"guid":"uuid://5b269f34-a6ea-45a8-9c01-4d9c3652bb58","site":"in-blr-ananta","name":"vav-1263"}} | KNND | [5 empty] | BACnet MS/TP | 121263 | 11636 | [21 empty] | HLI-61 | Proxied Device | Good | KNND | 10 | N/A |  |  |  | neptronic_evcbseries | NEPTRONIC-EVCBSERIES
1684 | Building Management System | VAV-1264 | VAV-1264 | Neptronic | EVCB SERIES | Standard | Serial | VAVCTR | 7 | 7C158 - W/S |  |  | Active | Yes | IN-BLR-ANANTA-VAV-1264_7 | uuid://9b79043a-9ac2-4d5b-b25d-be5613a45e4c | {"asset":{"guid":"uuid://9b79043a-9ac2-4d5b-b25d-be5613a45e4c","site":"in-blr-ananta","name":"vav-1264"}} | KNND | [5 empty] | BACnet MS/TP | 121264 | 11364 | [21 empty] | HLI-59 | Proxied Device | Good | KNND | 10 | N/A |  |  |  | neptronic_evcbseries | NEPTRONIC-EVCBSERIES
1685 | Building Management System | VAV-1265 | VAV-1265 | Neptronic | EVCB SERIES | Standard | Serial | VAVCTR | 7 | 7C188 - W/S |  |  | Active | Yes | IN-BLR-ANANTA-VAV-1265_7 | uuid://a0586b70-dd83-4d94-ba8b-02fcb237e426 | {"asset":{"guid":"uuid://a0586b70-dd83-4d94-ba8b-02fcb237e426","site":"in-blr-ananta","name":"vav-1265"}} | KNND | [5 empty] | BACnet MS/TP | 121265 | 11364 | [21 empty] | HLI-59 | Proxied Device | Good | KNND | 10 | N/A |  |  |  | neptronic_evcbseries | NEPTRONIC-EVCBSERIES
1686 | Building Management System | VAV-1266 | VAV-1266 | Neptronic | EVCB SERIES | Standard | Serial | VAVCTR | 7 | 7C190 - W/S |  |  | Active | Yes | IN-BLR-ANANTA-VAV-1266_7 | uuid://1144ef38-f0de-44d7-a604-e388a593586d | {"asset":{"guid":"uuid://1144ef38-f0de-44d7-a604-e388a593586d","site":"in-blr-ananta","name":"vav-1266"}} | KNND | [5 empty] | BACnet MS/TP | 121266 | 11364 | [21 empty] | HLI-59 | Proxied Device | Good | KNND | 10 | N/A |  |  |  | neptronic_evcbseries | NEPTRONIC-EVCBSERIES
1687 | Building Management System | VAV-1267 | VAV-1267 | Neptronic | EVCB SERIES | Standard | Serial | VAVCTR | 7 | 7C37 - Ringaa |  |  | Active | Yes | IN-BLR-ANANTA-VAV-1267_7 | uuid://0ecdd7b6-cc98-4bff-b3c3-8bf6de2e5d99 | {"asset":{"guid":"uuid://0ecdd7b6-cc98-4bff-b3c3-8bf6de2e5d99","site":"in-blr-ananta","name":"vav-1267"}} | KNND | [5 empty] | BACnet MS/TP | 121267 | 11364 | [21 empty] | HLI-59 | Proxied Device | Good | KNND | 10 | N/A |  |  |  | neptronic_evcbseries | NEPTRONIC-EVCBSERIES
1688 | Building Management System | VAV-1268 | VAV-1268 | Neptronic | EVCB SERIES | Standard | Serial | VAVCTR | 7 | 7C198 - W/S |  |  | Active | Yes | IN-BLR-ANANTA-VAV-1268_7 | uuid://8f71b733-b253-4657-b9d0-648402687fab | {"asset":{"guid":"uuid://8f71b733-b253-4657-b9d0-648402687fab","site":"in-blr-ananta","name":"vav-1268"}} | KNND | [5 empty] | BACnet MS/TP | 121268 | 11364 | [21 empty] | HLI-59 | Proxied Device | Good | KNND | 10 | N/A |  |  |  | neptronic_evcbseries | NEPTRONIC-EVCBSERIES
1689 | Building Management System | VAV-1269 | VAV-1269 | Neptronic | EVCB SERIES | Standard | Serial | VAVCTR | 7 | 7C38 - Nook Sila |  |  | Active | Yes | IN-BLR-ANANTA-VAV-1269_7 | uuid://e83e8872-364c-4a25-bf72-72dcf7f39a64 | {"asset":{"guid":"uuid://e83e8872-364c-4a25-bf72-72dcf7f39a64","site":"in-blr-ananta","name":"vav-1269"}} | KNND | [5 empty] | BACnet MS/TP | 121269 | 11364 | [21 empty] | HLI-59 | Proxied Device | Good | KNND | 10 | N/A |  |  |  | neptronic_evcbseries | NEPTRONIC-EVCBSERIES
1690 | Building Management System | VAV-1270 | VAV-1270 | Neptronic | EVCB SERIES | Standard | Serial | VAVCTR | 7 | 7C206 - W/S |  |  | Active | Yes | IN-BLR-ANANTA-VAV-1270_7 | uuid://e16ace2f-2de6-4a96-9a96-0813052a45a8 | {"asset":{"guid":"uuid://e16ace2f-2de6-4a96-9a96-0813052a45a8","site":"in-blr-ananta","name":"vav-1270"}} | KNND | [5 empty] | BACnet MS/TP | 121270 | 11364 | [21 empty] | HLI-59 | Proxied Device | Good | KNND | 10 | N/A |  |  |  | neptronic_evcbseries | NEPTRONIC-EVCBSERIES
1691 | Building Management System | VAV-1271 | VAV-1271 | Neptronic | EVCB SERIES | Standard | Serial | VAVCTR | 7 | 7C39 & 7C40 |  |  | Active | Yes | IN-BLR-ANANTA-VAV-1271_7 | uuid://ca62f07b-aef3-4100-bc93-ae576a95815f | {"asset":{"guid":"uuid://ca62f07b-aef3-4100-bc93-ae576a95815f","site":"in-blr-ananta","name":"vav-1271"}} | KNND | [5 empty] | BACnet MS/TP | 121271 | 11364 | [21 empty] | HLI-59 | Proxied Device | Good | KNND | 10 | N/A |  |  |  | neptronic_evcbseries | NEPTRONIC-EVCBSERIES
1692 | Building Management System | VAV-1272 | VAV-1272 | Neptronic | EVCB SERIES | Standard | Serial | VAVCTR | 7 | 7C54 |  |  | Active | Yes | IN-BLR-ANANTA-VAV-1272_7 | uuid://23c24128-50ca-4639-89ce-c91705b2b338 | {"asset":{"guid":"uuid://23c24128-50ca-4639-89ce-c91705b2b338","site":"in-blr-ananta","name":"vav-1272"}} | KNND | [5 empty] | BACnet MS/TP | 121272 | 11364 | [21 empty] | HLI-59 | Proxied Device | Good | KNND | 10 | N/A |  |  |  | neptronic_evcbseries | NEPTRONIC-EVCBSERIES
1693 | Building Management System | VAV-1273 | VAV-1273 | Neptronic | EVCB SERIES | Standard | Serial | VAVCTR | 7 | 7C139 |  |  | Active | Yes | IN-BLR-ANANTA-VAV-1273_7 | uuid://cc21b877-a4b5-46ce-9abf-174ea1407281 | {"asset":{"guid":"uuid://cc21b877-a4b5-46ce-9abf-174ea1407281","site":"in-blr-ananta","name":"vav-1273"}} | KNND | [5 empty] | BACnet MS/TP | 121273 | 11364 | [21 empty] | HLI-59 | Proxied Device | Good | KNND | 10 | N/A |  |  |  | neptronic_evcbseries | NEPTRONIC-EVCBSERIES
1694 | Building Management System | VAV-1274 | VAV-1274 | Neptronic | EVCB SERIES | Standard | Serial | VAVCTR | 7 | 7C142 |  |  | Active | Yes | IN-BLR-ANANTA-VAV-1274_7 | uuid://049b52c0-741d-4463-8e0d-e7d9813d1dd7 | {"asset":{"guid":"uuid://049b52c0-741d-4463-8e0d-e7d9813d1dd7","site":"in-blr-ananta","name":"vav-1274"}} | KNND | [5 empty] | BACnet MS/TP | 121274 | 11364 | [21 empty] | HLI-59 | Proxied Device | Good | KNND | 10 | N/A |  |  |  | neptronic_evcbseries | NEPTRONIC-EVCBSERIES
1695 | Building Management System | VAV-1275 | VAV-1275 | Neptronic | EVCB SERIES | Standard | Serial | VAVCTR | 7 | 7C128 |  |  | Active | Yes | IN-BLR-ANANTA-VAV-1275_7 | uuid://5d7f32e6-e4e5-470e-9b13-29b171b22cc0 | {"asset":{"guid":"uuid://5d7f32e6-e4e5-470e-9b13-29b171b22cc0","site":"in-blr-ananta","name":"vav-1275"}} | KNND | [5 empty] | BACnet MS/TP | 121275 | 11364 | [21 empty] | HLI-60 | Proxied Device | Good | KNND | 10 | N/A |  |  |  | neptronic_evcbseries | NEPTRONIC-EVCBSERIES
1696 | Building Management System | VAV-1276 | VAV-1276 | Neptronic | EVCB SERIES | Standard | Serial | VAVCTR | 7 | 7C50 |  |  | Active | Yes | IN-BLR-ANANTA-VAV-1276_7 | uuid://de393389-18a5-402b-b460-b772316a2b29 | {"asset":{"guid":"uuid://de393389-18a5-402b-b460-b772316a2b29","site":"in-blr-ananta","name":"vav-1276"}} | KNND | [5 empty] | BACnet MS/TP | 121276 | 11364 | [21 empty] | HLI-59 | Proxied Device | Good | KNND | 10 | N/A |  |  |  | neptronic_evcbseries | NEPTRONIC-EVCBSERIES
1697 | Building Management System | VAV-1277 | VAV-1277 | Neptronic | EVCB SERIES | Standard | Serial | VAVCTR | 7 | 7C26 & 7C27 |  |  | Active | Yes | IN-BLR-ANANTA-VAV-1277_7 | uuid://448975c5-deec-47c9-b539-967101ed7508 | {"asset":{"guid":"uuid://448975c5-deec-47c9-b539-967101ed7508","site":"in-blr-ananta","name":"vav-1277"}} | KNND | [5 empty] | BACnet MS/TP | 121277 | 11364 | [21 empty] | HLI-59 | Proxied Device | Good | KNND | 10 | N/A |  |  |  | neptronic_evcbseries | NEPTRONIC-EVCBSERIES
1698 | Building Management System | VAV-1278 | VAV-1278 | Neptronic | EVCB SERIES | Standard | Serial | VAVCTR | 7 | 7C35 l & 7C36 |  |  | Active | Yes | IN-BLR-ANANTA-VAV-1278_7 | uuid://267569e3-9629-40c7-b538-766b8f5f7c20 | {"asset":{"guid":"uuid://267569e3-9629-40c7-b538-766b8f5f7c20","site":"in-blr-ananta","name":"vav-1278"}} | KNND | [5 empty] | BACnet MS/TP | 121278 | 11364 | [21 empty] | HLI-59 | Proxied Device | Good | KNND | 10 | N/A |  |  |  | neptronic_evcbseries | NEPTRONIC-EVCBSERIES
1699 | Building Management System | VAV-1279 | VAV-1279 | Neptronic | EVCB SERIES | Standard | Serial | VAVCTR | 7 | 7C34 |  |  | Active | Yes | IN-BLR-ANANTA-VAV-1279_7 | uuid://7f0ac964-14d3-470c-94ab-a30fdd95fb58 | {"asset":{"guid":"uuid://7f0ac964-14d3-470c-94ab-a30fdd95fb58","site":"in-blr-ananta","name":"vav-1279"}} | KNND | [5 empty] | BACnet MS/TP | 121279 | 11364 | [21 empty] | HLI-59 | Proxied Device | Good | KNND | 10 | N/A |  |  |  | neptronic_evcbseries | NEPTRONIC-EVCBSERIES
1700 | Building Management System | VAV-1280 | VAV-1280 | Neptronic | EVCB SERIES | Standard | Serial | VAVCTR | 7 | 7C31 & 7C32 |  |  | Active | Yes | IN-BLR-ANANTA-VAV-1280_7 | uuid://66e07777-8398-4919-beac-2f1186e23630 | {"asset":{"guid":"uuid://66e07777-8398-4919-beac-2f1186e23630","site":"in-blr-ananta","name":"vav-1280"}} | KNND | [5 empty] | BACnet MS/TP | 121280 | 11364 | [21 empty] | HLI-59 | Proxied Device | Good | KNND | 10 | N/A |  |  |  | neptronic_evcbseries | NEPTRONIC-EVCBSERIES
1701 | Building Management System | VAV-1281 | VAV-1281 | Neptronic | EVCB SERIES | Standard | Serial | VAVCTR | 7 | 7C52 |  |  | Active | Yes | IN-BLR-ANANTA-VAV-1281_7 | uuid://4aeab3ac-7aad-429f-9722-437624fea1df | {"asset":{"guid":"uuid://4aeab3ac-7aad-429f-9722-437624fea1df","site":"in-blr-ananta","name":"vav-1281"}} | KNND | [5 empty] | BACnet MS/TP | 121281 | 11364 | [21 empty] | HLI-59 | Proxied Device | Good | KNND | 10 | N/A |  |  |  | neptronic_evcbseries | NEPTRONIC-EVCBSERIES
1702 | Building Management System | VAV-1282 | VAV-1282 | Neptronic | EVCB SERIES | Standard | Serial | VAVCTR | 7 | FA Ahu Room |  |  | Active | Yes | IN-BLR-ANANTA-VAV-1282_7 | uuid://d91612ca-1f31-40c8-874b-c7ee0f909080 | {"asset":{"guid":"uuid://d91612ca-1f31-40c8-874b-c7ee0f909080","site":"in-blr-ananta","name":"vav-1282"}} | KNND | [5 empty] | BACnet MS/TP | 121282 | 11364 | [21 empty] | HLI-59 | Proxied Device | Good | KNND | 10 | N/A |  |  |  | neptronic_evcbseries | NEPTRONIC-EVCBSERIES
1703 | Building Management System | VAV-1283 | VAV-1283 | Neptronic | EVCB SERIES | Standard | Serial | VAVCTR | 7 | 770 |  |  | Active | Yes | IN-BLR-ANANTA-VAV-1283_7 | uuid://ebab4982-7bb7-4dec-b3d6-84120a4422bf | {"asset":{"guid":"uuid://ebab4982-7bb7-4dec-b3d6-84120a4422bf","site":"in-blr-ananta","name":"vav-1283"}} | KNND | [5 empty] | BACnet MS/TP | 121283 | 11633 | [21 empty] | HLI-60 | Proxied Device | Good | KNND | 10 | N/A |  |  |  | neptronic_evcbseries | NEPTRONIC-EVCBSERIES
1704 | Building Management System | VAV-1284 | VAV-1284 | Neptronic | EVCB SERIES | Standard | Serial | VAVCTR | 7 | 7C29 |  |  | Active | Yes | IN-BLR-ANANTA-VAV-1284_7 | uuid://27bd241c-99d0-4c66-9a8a-bd53ac009e56 | {"asset":{"guid":"uuid://27bd241c-99d0-4c66-9a8a-bd53ac009e56","site":"in-blr-ananta","name":"vav-1284"}} | KNND | [5 empty] | BACnet MS/TP | 121284 | 11633 | [21 empty] | HLI-60 | Proxied Device | Good | KNND | 10 | N/A |  |  |  | neptronic_evcbseries | NEPTRONIC-EVCBSERIES
1705 | Building Management System | VAV-1285 | VAV-1285 | Neptronic | EVCB SERIES | Standard | Serial | VAVCTR | 7 | C798 |  |  | Active | Yes | IN-BLR-ANANTA-VAV-1285_7 | uuid://4b226cfb-3ab3-43f1-a72e-5a889f934b25 | {"asset":{"guid":"uuid://4b226cfb-3ab3-43f1-a72e-5a889f934b25","site":"in-blr-ananta","name":"vav-1285"}} | KNND | [5 empty] | BACnet MS/TP | 121285 | 11633 | [21 empty] | HLI-60 | Proxied Device | Good | KNND | 10 | N/A |  |  |  | neptronic_evcbseries | NEPTRONIC-EVCBSERIES
1706 | Building Management System | VAV-1286 | VAV-1286 | Neptronic | EVCB SERIES | Standard | Serial | VAVCTR | 7 | 7I28 |  |  | Active | Yes | IN-BLR-ANANTA-VAV-1286_7 | uuid://a3ffe350-ef4d-4cc5-9a29-31cd8e937d69 | {"asset":{"guid":"uuid://a3ffe350-ef4d-4cc5-9a29-31cd8e937d69","site":"in-blr-ananta","name":"vav-1286"}} | KNND | [5 empty] | BACnet MS/TP | 121286 | 11633 | [21 empty] | HLI-60 | Proxied Device | Good | KNND | 10 | N/A |  |  |  | neptronic_evcbseries | NEPTRONIC-EVCBSERIES
1707 | Building Management System | VAV-1287 | VAV-1287 | Neptronic | EVCB SERIES | Standard | Serial | VAVCTR | 7 | 7C17 |  |  | Active | Yes | IN-BLR-ANANTA-VAV-1287_7 | uuid://5350ac67-7fee-4da0-a28c-a8dcf4bfc184 | {"asset":{"guid":"uuid://5350ac67-7fee-4da0-a28c-a8dcf4bfc184","site":"in-blr-ananta","name":"vav-1287"}} | KNND | [5 empty] | BACnet MS/TP | 121287 | 11633 | [21 empty] | HLI-60 | Proxied Device | Good | KNND | 10 | N/A |  |  |  | neptronic_evcbseries | NEPTRONIC-EVCBSERIES
1708 | Building Management System | VAV-1288 | VAV-1288 | Neptronic | EVCB SERIES | Standard | Serial | VAVCTR | 7 | 7C49 |  |  | Active | Yes | IN-BLR-ANANTA-VAV-1288_7 | uuid://b779b760-672f-4051-ab33-ad8df7c577db | {"asset":{"guid":"uuid://b779b760-672f-4051-ab33-ad8df7c577db","site":"in-blr-ananta","name":"vav-1288"}} | KNND | [5 empty] | BACnet MS/TP | 121288 | 11633 | [21 empty] | HLI-60 | Proxied Device | Good | KNND | 10 | N/A |  |  |  | neptronic_evcbseries | NEPTRONIC-EVCBSERIES
1709 | Building Management System | VAV-1289 | VAV-1289 | Neptronic | EVCB SERIES | Standard | Serial | VAVCTR | 7 | 7C13 |  |  | Active | Yes | IN-BLR-ANANTA-VAV-1289_7 | uuid://48ad337d-30cf-48f5-9548-8937bd34ef4b | {"asset":{"guid":"uuid://48ad337d-30cf-48f5-9548-8937bd34ef4b","site":"in-blr-ananta","name":"vav-1289"}} | KNND | [5 empty] | BACnet MS/TP | 121289 | 11633 | [21 empty] | HLI-60 | Proxied Device | Good | KNND | 10 | N/A |  |  |  | neptronic_evcbseries | NEPTRONIC-EVCBSERIES
1710 | Building Management System | VAV-1290 | VAV-1290 | Neptronic | EVCB SERIES | Standard | Serial | VAVCTR | 7 | 7C14 |  |  | Active | Yes | IN-BLR-ANANTA-VAV-1290_7 | uuid://d849ec9d-2074-4b44-af15-50a8eaae98f9 | {"asset":{"guid":"uuid://d849ec9d-2074-4b44-af15-50a8eaae98f9","site":"in-blr-ananta","name":"vav-1290"}} | KNND | [5 empty] | BACnet MS/TP | 121290 | 11633 | [21 empty] | HLI-60 | Proxied Device | Good | KNND | 10 | N/A |  |  |  | neptronic_evcbseries | NEPTRONIC-EVCBSERIES
1711 | Building Management System | VAV-1291 | VAV-1291 | Neptronic | EVCB SERIES | Standard | Serial | VAVCTR | 7 | 7C12 |  |  | Active | Yes | IN-BLR-ANANTA-VAV-1291_7 | uuid://6b2f0099-688c-4fc6-806c-9c9981347c6e | {"asset":{"guid":"uuid://6b2f0099-688c-4fc6-806c-9c9981347c6e","site":"in-blr-ananta","name":"vav-1291"}} | KNND | [5 empty] | BACnet MS/TP | 121291 | 11633 | [21 empty] | HLI-60 | Proxied Device | Good | KNND | 10 | N/A |  |  |  | neptronic_evcbseries | NEPTRONIC-EVCBSERIES
1712 | Building Management System | VAV-1292 | VAV-1292 | Neptronic | EVCB SERIES | Standard | Serial | VAVCTR | 7 | 7C18 |  |  | Active | Yes | IN-BLR-ANANTA-VAV-1292_7 | uuid://f11b0cd2-a814-4a13-980c-09cdb1813aba | {"asset":{"guid":"uuid://f11b0cd2-a814-4a13-980c-09cdb1813aba","site":"in-blr-ananta","name":"vav-1292"}} | KNND | [5 empty] | BACnet MS/TP | 121292 | 11364 | [21 empty] | HLI-59 | Proxied Device | Good | KNND | 10 | N/A |  |  |  | neptronic_evcbseries | NEPTRONIC-EVCBSERIES
1713 | Building Management System | VAV-1293 | VAV-1293 | Neptronic | EVCB SERIES | Standard | Serial | VAVCTR | 7 | 7C16 |  |  | Active | Yes | IN-BLR-ANANTA-VAV-1293_7 | uuid://86db6d02-86cf-45b6-b6b7-8505aee1e10e | {"asset":{"guid":"uuid://86db6d02-86cf-45b6-b6b7-8505aee1e10e","site":"in-blr-ananta","name":"vav-1293"}} | KNND | [5 empty] | BACnet MS/TP | 121293 | 11633 | [21 empty] | HLI-60 | Proxied Device | Good | KNND | 10 | N/A |  |  |  | neptronic_evcbseries | NEPTRONIC-EVCBSERIES
1714 | Building Management System | VAV-1294 | VAV-1294 | Neptronic | EVCB SERIES | Standard | Serial | VAVCTR | 7 | 7C25& 7C26 |  |  | Active | Yes | IN-BLR-ANANTA-VAV-1294_7 | uuid://8fe6d6a0-d373-4891-a3ae-8d5dfb2cfef4 | {"asset":{"guid":"uuid://8fe6d6a0-d373-4891-a3ae-8d5dfb2cfef4","site":"in-blr-ananta","name":"vav-1294"}} | KNND | [5 empty] | BACnet MS/TP | 121294 | 11633 | [21 empty] | HLI-60 | Proxied Device | Good | KNND | 10 | N/A |  |  |  | neptronic_evcbseries | NEPTRONIC-EVCBSERIES
1715 | Building Management System | VAV-1295 | VAV-1295 | Neptronic | EVCB SERIES | Standard | Serial | VAVCTR | 7 | 7C15 |  |  | Active | Yes | IN-BLR-ANANTA-VAV-1295_7 | uuid://9de91e31-4380-4611-a1e1-dea3d2f49f0f | {"asset":{"guid":"uuid://9de91e31-4380-4611-a1e1-dea3d2f49f0f","site":"in-blr-ananta","name":"vav-1295"}} | KNND | [5 empty] | BACnet MS/TP | 121295 | 11633 | [21 empty] | HLI-60 | Proxied Device | Good | KNND | 10 | N/A |  |  |  | neptronic_evcbseries | NEPTRONIC-EVCBSERIES
1716 | Building Management System | VAV-1296 | VAV-1296 | Neptronic | EVCB SERIES | Standard | Serial | VAVCTR | 7 | 7C22 & 7C23 |  |  | Active | Yes | IN-BLR-ANANTA-VAV-1296_7 | uuid://367c05e7-c64e-4ab6-9d47-ffc4fbe13953 | {"asset":{"guid":"uuid://367c05e7-c64e-4ab6-9d47-ffc4fbe13953","site":"in-blr-ananta","name":"vav-1296"}} | KNND | [5 empty] | BACnet MS/TP | 121296 | 11633 | [21 empty] | HLI-60 | Proxied Device | Good | KNND | 10 | N/A |  |  |  | neptronic_evcbseries | NEPTRONIC-EVCBSERIES
1717 | Building Management System | VAV-1297 | VAV-1297 | Neptronic | EVCB SERIES | Standard | Serial | VAVCTR | 7 | 7C21 |  |  | Active | Yes | IN-BLR-ANANTA-VAV-1297_7 | uuid://d59d0999-8648-4f34-8ae9-d5e3f96badb7 | {"asset":{"guid":"uuid://d59d0999-8648-4f34-8ae9-d5e3f96badb7","site":"in-blr-ananta","name":"vav-1297"}} | KNND | [5 empty] | BACnet MS/TP | 121297 | 11633 | [21 empty] | HLI-60 | Proxied Device | Good | KNND | 10 | N/A |  |  |  | neptronic_evcbseries | NEPTRONIC-EVCBSERIES
1718 | Building Management System | VAV-1298 | VAV-1298 | Neptronic | EVCB SERIES | Standard | Serial | VAVCTR | 7 | 7C19 & 7C20 |  |  | Active | Yes | IN-BLR-ANANTA-VAV-1298_7 | uuid://b7a4beed-f5b3-495a-8a6d-c8829aa9f8f1 | {"asset":{"guid":"uuid://b7a4beed-f5b3-495a-8a6d-c8829aa9f8f1","site":"in-blr-ananta","name":"vav-1298"}} | KNND | [5 empty] | BACnet MS/TP | 121298 | 11633 | [21 empty] | HLI-60 | Proxied Device | Good | KNND | 10 | N/A |  |  |  | neptronic_evcbseries | NEPTRONIC-EVCBSERIES
1719 | Building Management System | VAV-1299 | VAV-1299 | Neptronic | EVCB SERIES | Standard | Serial | VAVCTR | 8 |  |  |  | Active | Yes | IN-BLR-ANANTA-VAV-1299_8 | uuid://0fe6314b-546d-444f-9713-cbde58080e24 | {"asset":{"guid":"uuid://0fe6314b-546d-444f-9713-cbde58080e24","site":"in-blr-ananta","name":"vav-1299"}} | KNND | [5 empty] | BACnet MS/TP | 121299 | 11649 | [21 empty] | HLI-71 | Proxied Device | Good | KNND | 10 | N/A |  |  |  | neptronic_evcbseries | NEPTRONIC-EVCBSERIES
1720 | Building Management System | VAV-1300 | VAV-1300 | Neptronic | EVCB SERIES | Standard | Serial | VAVCTR | 8 |  |  |  | Active | Yes | IN-BLR-ANANTA-VAV-1300_8 | uuid://966a368a-e11d-4184-ac85-9774f34522c1 | {"asset":{"guid":"uuid://966a368a-e11d-4184-ac85-9774f34522c1","site":"in-blr-ananta","name":"vav-1300"}} | KNND | [5 empty] | BACnet MS/TP | 121300 | 11649 | [21 empty] | HLI-71 | Proxied Device | Good | KNND | 10 | N/A |  |  |  | neptronic_evcbseries | NEPTRONIC-EVCBSERIES
1721 | Building Management System | VAV-1301 | VAV-1301 | Neptronic | EVCB SERIES | Standard | Serial | VAVCTR | 8 |  |  |  | Active | Yes | IN-BLR-ANANTA-VAV-1301_8 | uuid://20553f7c-f82e-404f-a8f0-57ac20b3d4a3 | {"asset":{"guid":"uuid://20553f7c-f82e-404f-a8f0-57ac20b3d4a3","site":"in-blr-ananta","name":"vav-1301"}} | KNND | [5 empty] | BACnet MS/TP | 121301 | 11649 | [21 empty] | HLI-71 | Proxied Device | Good | KNND | 10 | N/A |  |  |  | neptronic_evcbseries | NEPTRONIC-EVCBSERIES
1722 | Building Management System | VAV-1302 | VAV-1302 | Neptronic | EVCB SERIES | Standard | Serial | VAVCTR | 8 |  |  |  | Active | Yes | IN-BLR-ANANTA-VAV-1302_8 | uuid://8bbe3f8f-3701-4b55-96fd-71729fdb6282 | {"asset":{"guid":"uuid://8bbe3f8f-3701-4b55-96fd-71729fdb6282","site":"in-blr-ananta","name":"vav-1302"}} | KNND | [5 empty] | BACnet MS/TP | 121302 | 11649 | [21 empty] | HLI-71 | Proxied Device | Good | KNND | 10 | N/A |  |  |  | neptronic_evcbseries | NEPTRONIC-EVCBSERIES
1723 | Building Management System | VAV-1303 | VAV-1303 | Neptronic | EVCB SERIES | Standard | Serial | VAVCTR | 8 |  |  |  | Active | Yes | IN-BLR-ANANTA-VAV-1303_8 | uuid://8c6acade-200d-4d61-93c8-5061ab041bcf | {"asset":{"guid":"uuid://8c6acade-200d-4d61-93c8-5061ab041bcf","site":"in-blr-ananta","name":"vav-1303"}} | KNND | [5 empty] | BACnet MS/TP | 121303 | 11649 | [21 empty] | HLI-71 | Proxied Device | Good | KNND | 10 | N/A |  |  |  | neptronic_evcbseries | NEPTRONIC-EVCBSERIES
1724 | Building Management System | VAV-1304 | VAV-1304 | Neptronic | EVCB SERIES | Standard | Serial | VAVCTR | 8 |  |  |  | Active | Yes | IN-BLR-ANANTA-VAV-1304_8 | uuid://3ea491a6-19bd-4f4e-93fe-8299fe848463 | {"asset":{"guid":"uuid://3ea491a6-19bd-4f4e-93fe-8299fe848463","site":"in-blr-ananta","name":"vav-1304"}} | KNND | [5 empty] | BACnet MS/TP | 121304 | 11649 | [21 empty] | HLI-71 | Proxied Device | Good | KNND | 10 | N/A |  |  |  | neptronic_evcbseries | NEPTRONIC-EVCBSERIES
1725 | Building Management System | VAV-1305 | VAV-1305 | Neptronic | EVCB SERIES | Standard | Serial | VAVCTR | 8 |  |  |  | Active | Yes | IN-BLR-ANANTA-VAV-1305_8 | uuid://f3c66135-364d-4946-a812-de772b3b2708 | {"asset":{"guid":"uuid://f3c66135-364d-4946-a812-de772b3b2708","site":"in-blr-ananta","name":"vav-1305"}} | KNND | [5 empty] | BACnet MS/TP | 121305 | 11649 | [21 empty] | HLI-71 | Proxied Device | Good | KNND | 10 | N/A |  |  |  | neptronic_evcbseries | NEPTRONIC-EVCBSERIES
1726 | Building Management System | VAV-1306 | VAV-1306 | Neptronic | EVCB SERIES | Standard | Serial | VAVCTR | 8 |  |  |  | Active | Yes | IN-BLR-ANANTA-VAV-1306_8 | uuid://796dfbdd-9150-4c9d-9904-f5767fef56bb | {"asset":{"guid":"uuid://796dfbdd-9150-4c9d-9904-f5767fef56bb","site":"in-blr-ananta","name":"vav-1306"}} | KNND | [5 empty] | BACnet MS/TP | 121306 | 11649 | [21 empty] | HLI-71 | Proxied Device | Good | KNND | 10 | N/A |  |  |  | neptronic_evcbseries | NEPTRONIC-EVCBSERIES
1727 | Building Management System | VAV-1307 | VAV-1307 | Neptronic | EVCB SERIES | Standard | Serial | VAVCTR | 8 |  |  |  | Active | Yes | IN-BLR-ANANTA-VAV-1307_8 | uuid://a38b734d-c1fb-480f-9d08-85f9f03636e0 | {"asset":{"guid":"uuid://a38b734d-c1fb-480f-9d08-85f9f03636e0","site":"in-blr-ananta","name":"vav-1307"}} | KNND | [5 empty] | BACnet MS/TP | 121307 | 11649 | [21 empty] | HLI-71 | Proxied Device | Good | KNND | 10 | N/A |  |  |  | neptronic_evcbseries | NEPTRONIC-EVCBSERIES
1728 | Building Management System | VAV-1308 | VAV-1308 | Neptronic | EVCB SERIES | Standard | Serial | VAVCTR | 8 |  |  |  | Active | Yes | IN-BLR-ANANTA-VAV-1308_8 | uuid://83dd3d8c-5c2a-470d-95e5-a53f1c43abda | {"asset":{"guid":"uuid://83dd3d8c-5c2a-470d-95e5-a53f1c43abda","site":"in-blr-ananta","name":"vav-1308"}} | KNND | [5 empty] | BACnet MS/TP | 121308 | 11649 | [21 empty] | HLI-71 | Proxied Device | Good | KNND | 10 | N/A |  |  |  | neptronic_evcbseries | NEPTRONIC-EVCBSERIES
1729 | Building Management System | VAV-1309 | VAV-1309 | Neptronic | EVCB SERIES | Standard | Serial | VAVCTR | 8 |  |  |  | Active | Yes | IN-BLR-ANANTA-VAV-1309_8 | uuid://7a8e1aaa-5e43-4b33-8dac-b1572fab502d | {"asset":{"guid":"uuid://7a8e1aaa-5e43-4b33-8dac-b1572fab502d","site":"in-blr-ananta","name":"vav-1309"}} | KNND | [5 empty] | BACnet MS/TP | 121309 | 11649 | [21 empty] | HLI-71 | Proxied Device | Good | KNND | 10 | N/A |  |  |  | neptronic_evcbseries | NEPTRONIC-EVCBSERIES
1730 | Building Management System | VAV-1310 | VAV-1310 | Neptronic | EVCB SERIES | Standard | Serial | VAVCTR | 8 |  |  |  | Active | Yes | IN-BLR-ANANTA-VAV-1310_8 | uuid://4540b217-30e6-492d-a0e0-29dfc0bcd6e9 | {"asset":{"guid":"uuid://4540b217-30e6-492d-a0e0-29dfc0bcd6e9","site":"in-blr-ananta","name":"vav-1310"}} | KNND | [5 empty] | BACnet MS/TP | 121310 | 11649 | [21 empty] | HLI-71 | Proxied Device | Good | KNND | 10 | N/A |  |  |  | neptronic_evcbseries | NEPTRONIC-EVCBSERIES
1731 | Building Management System | VAV-1311 | VAV-1311 | Neptronic | EVCB SERIES | Standard | Serial | VAVCTR | 8 |  |  |  | Active | Yes | IN-BLR-ANANTA-VAV-1311_8 | uuid://232d5b99-d129-45e3-b7f0-ce716fced4ec | {"asset":{"guid":"uuid://232d5b99-d129-45e3-b7f0-ce716fced4ec","site":"in-blr-ananta","name":"vav-1311"}} | KNND | [5 empty] | BACnet MS/TP | 121311 | 11649 | [21 empty] | HLI-71 | Proxied Device | Good | KNND | 10 | N/A |  |  |  | neptronic_evcbseries | NEPTRONIC-EVCBSERIES
1732 | Building Management System | VAV-1312 | VAV-1312 | Neptronic | EVCB SERIES | Standard | Serial | VAVCTR | 8 |  |  |  | Active | Yes | IN-BLR-ANANTA-VAV-1312_8 | uuid://76b89001-ef0a-4ead-bf48-94647e4e0a28 | {"asset":{"guid":"uuid://76b89001-ef0a-4ead-bf48-94647e4e0a28","site":"in-blr-ananta","name":"vav-1312"}} | KNND | [5 empty] | BACnet MS/TP | 121312 | 11649 | [21 empty] | HLI-71 | Proxied Device | Good | KNND | 10 | N/A |  |  |  | neptronic_evcbseries | NEPTRONIC-EVCBSERIES
1733 | Building Management System | VAV-1313 | VAV-1313 | Neptronic | EVCB SERIES | Standard | Serial | VAVCTR | 8 |  |  |  | Active | Yes | IN-BLR-ANANTA-VAV-1313_8 | uuid://5043aab4-c00e-4a5d-8fbf-b2fc485c15b6 | {"asset":{"guid":"uuid://5043aab4-c00e-4a5d-8fbf-b2fc485c15b6","site":"in-blr-ananta","name":"vav-1313"}} | KNND | [5 empty] | BACnet MS/TP | 121313 | 11649 | [21 empty] | HLI-71 | Proxied Device | Good | KNND | 10 | N/A |  |  |  | neptronic_evcbseries | NEPTRONIC-EVCBSERIES
1734 | Building Management System | VAV-1314 | VAV-1314 | Neptronic | EVCB SERIES | Standard | Serial | VAVCTR | 8 |  |  |  | Active | Yes | IN-BLR-ANANTA-VAV-1314_8 | uuid://19028763-a981-4351-aeca-0c4a61447379 | {"asset":{"guid":"uuid://19028763-a981-4351-aeca-0c4a61447379","site":"in-blr-ananta","name":"vav-1314"}} | KNND | [5 empty] | BACnet MS/TP | 121314 | 11649 | [21 empty] | HLI-71 | Proxied Device | Good | KNND | 10 | N/A |  |  |  | neptronic_evcbseries | NEPTRONIC-EVCBSERIES
1735 | Building Management System | VAV-1315 | VAV-1315 | Neptronic | EVCB SERIES | Standard | Serial | VAVCTR | 8 |  |  |  | Active | Yes | IN-BLR-ANANTA-VAV-1315_8 | uuid://b1632cf8-5a18-40fd-a4a2-1ff50905ce38 | {"asset":{"guid":"uuid://b1632cf8-5a18-40fd-a4a2-1ff50905ce38","site":"in-blr-ananta","name":"vav-1315"}} | KNND | [5 empty] | BACnet MS/TP | 121315 | 11649 | [21 empty] | HLI-71 | Proxied Device | Good | KNND | 10 | N/A |  |  |  | neptronic_evcbseries | NEPTRONIC-EVCBSERIES
1736 | Building Management System | VAV-1316 | VAV-1316 | Neptronic | EVCB SERIES | Standard | Serial | VAVCTR | 8 |  |  |  | Active | Yes | IN-BLR-ANANTA-VAV-1316_8 | uuid://84d15f04-9d1a-4509-ab8f-e089a43acee4 | {"asset":{"guid":"uuid://84d15f04-9d1a-4509-ab8f-e089a43acee4","site":"in-blr-ananta","name":"vav-1316"}} | KNND | [5 empty] | BACnet MS/TP | 121316 | 11649 | [21 empty] | HLI-71 | Proxied Device | Good | KNND | 10 | N/A |  |  |  | neptronic_evcbseries | NEPTRONIC-EVCBSERIES
1737 | Building Management System | VAV-1317 | VAV-1317 | Neptronic | EVCB SERIES | Standard | Serial | VAVCTR | 8 |  |  |  | Active | Yes | IN-BLR-ANANTA-VAV-1317_8 | uuid://14933536-2ef7-423a-81ed-e889fefb88c1 | {"asset":{"guid":"uuid://14933536-2ef7-423a-81ed-e889fefb88c1","site":"in-blr-ananta","name":"vav-1317"}} | KNND | [5 empty] | BACnet MS/TP | 121317 | 11650 | [21 empty] | HLI-71 | Proxied Device | Good | KNND | 10 | N/A |  |  |  | neptronic_evcbseries | NEPTRONIC-EVCBSERIES
1738 | Building Management System | VAV-1318 | VAV-1318 | Neptronic | EVCB SERIES | Standard | Serial | VAVCTR | 8 |  |  |  | Active | Yes | IN-BLR-ANANTA-VAV-1318_8 | uuid://ac790100-7df6-4803-85b4-3742605312be | {"asset":{"guid":"uuid://ac790100-7df6-4803-85b4-3742605312be","site":"in-blr-ananta","name":"vav-1318"}} | KNND | [5 empty] | BACnet MS/TP | 121318 | 11650 | [21 empty] | HLI-71 | Proxied Device | Good | KNND | 10 | N/A |  |  |  | neptronic_evcbseries | NEPTRONIC-EVCBSERIES
1739 | Building Management System | VAV-1319 | VAV-1319 | Neptronic | EVCB SERIES | Standard | Serial | VAVCTR | 8 |  |  |  | Active | Yes | IN-BLR-ANANTA-VAV-1319_8 | uuid://6b2f883b-b159-425e-89e5-46d1e0859312 | {"asset":{"guid":"uuid://6b2f883b-b159-425e-89e5-46d1e0859312","site":"in-blr-ananta","name":"vav-1319"}} | KNND | [5 empty] | BACnet MS/TP | 121319 | 11650 | [21 empty] | HLI-71 | Proxied Device | Good | KNND | 10 | N/A |  |  |  | neptronic_evcbseries | NEPTRONIC-EVCBSERIES
1740 | Building Management System | VAV-1320 | VAV-1320 | Neptronic | EVCB SERIES | Standard | Serial | VAVCTR | 8 |  |  |  | Active | Yes | IN-BLR-ANANTA-VAV-1320_8 | uuid://dae44943-20ca-4607-bae0-1a8fa9acb3e7 | {"asset":{"guid":"uuid://dae44943-20ca-4607-bae0-1a8fa9acb3e7","site":"in-blr-ananta","name":"vav-1320"}} | KNND | [5 empty] | BACnet MS/TP | 121320 | 11650 | [21 empty] | HLI-71 | Proxied Device | Good | KNND | 10 | N/A |  |  |  | neptronic_evcbseries | NEPTRONIC-EVCBSERIES
1741 | Building Management System | VAV-1321 | VAV-1321 | Neptronic | EVCB SERIES | Standard | Serial | VAVCTR | 8 |  |  |  | Active | Yes | IN-BLR-ANANTA-VAV-1321_8 | uuid://87c40db6-05cf-4aa4-bf36-58c10be9aed3 | {"asset":{"guid":"uuid://87c40db6-05cf-4aa4-bf36-58c10be9aed3","site":"in-blr-ananta","name":"vav-1321"}} | KNND | [5 empty] | BACnet MS/TP | 121321 | 11650 | [21 empty] | HLI-71 | Proxied Device | Good | KNND | 10 | N/A |  |  |  | neptronic_evcbseries | NEPTRONIC-EVCBSERIES
1742 | Building Management System | VAV-1322 | VAV-1322 | Neptronic | EVCB SERIES | Standard | Serial | VAVCTR | 8 |  |  |  | Active | Yes | IN-BLR-ANANTA-VAV-1322_8 | uuid://61b23708-e887-40c1-a567-191e42f4a0af | {"asset":{"guid":"uuid://61b23708-e887-40c1-a567-191e42f4a0af","site":"in-blr-ananta","name":"vav-1322"}} | KNND | [5 empty] | BACnet MS/TP | 121322 | 11650 | [21 empty] | HLI-71 | Proxied Device | Good | KNND | 10 | N/A |  |  |  | neptronic_evcbseries | NEPTRONIC-EVCBSERIES
1743 | Building Management System | VAV-1323 | VAV-1323 | Neptronic | EVCB SERIES | Standard | Serial | VAVCTR | 8 |  |  |  | Active | Yes | IN-BLR-ANANTA-VAV-1323_8 | uuid://cdee5d39-d277-4408-b79c-b2f070bdbdc8 | {"asset":{"guid":"uuid://cdee5d39-d277-4408-b79c-b2f070bdbdc8","site":"in-blr-ananta","name":"vav-1323"}} | KNND | [5 empty] | BACnet MS/TP | 121323 | 11650 | [21 empty] | HLI-71 | Proxied Device | Good | KNND | 10 | N/A |  |  |  | neptronic_evcbseries | NEPTRONIC-EVCBSERIES
1744 | Building Management System | VAV-1324 | VAV-1324 | Neptronic | EVCB SERIES | Standard | Serial | VAVCTR | 8 |  |  |  | Active | Yes | IN-BLR-ANANTA-VAV-1324_8 | uuid://c2cbf48f-5b8b-404a-8d93-d43c5e8b8d8c | {"asset":{"guid":"uuid://c2cbf48f-5b8b-404a-8d93-d43c5e8b8d8c","site":"in-blr-ananta","name":"vav-1324"}} | KNND | [5 empty] | BACnet MS/TP | 121324 | 11650 | [21 empty] | HLI-71 | Proxied Device | Good | KNND | 10 | N/A |  |  |  | neptronic_evcbseries | NEPTRONIC-EVCBSERIES
1745 | Building Management System | VAV-1325 | VAV-1325 | Neptronic | EVCB SERIES | Standard | Serial | VAVCTR | 8 |  |  |  | Active | Yes | IN-BLR-ANANTA-VAV-1325_8 | uuid://034d8113-937c-4439-9eef-05b84d88599a | {"asset":{"guid":"uuid://034d8113-937c-4439-9eef-05b84d88599a","site":"in-blr-ananta","name":"vav-1325"}} | KNND | [5 empty] | BACnet MS/TP | 121325 | 11650 | [21 empty] | HLI-71 | Proxied Device | Good | KNND | 10 | N/A |  |  |  | neptronic_evcbseries | NEPTRONIC-EVCBSERIES
1746 | Building Management System | VAV-1326 | VAV-1326 | Neptronic | EVCB SERIES | Standard | Serial | VAVCTR | 8 |  |  |  | Active | Yes | IN-BLR-ANANTA-VAV-1326_8 | uuid://afc9c89f-2d66-4319-93f3-a717a2a6234c | {"asset":{"guid":"uuid://afc9c89f-2d66-4319-93f3-a717a2a6234c","site":"in-blr-ananta","name":"vav-1326"}} | KNND | [5 empty] | BACnet MS/TP | 121326 | 11650 | [21 empty] | HLI-71 | Proxied Device | Good | KNND | 10 | N/A |  |  |  | neptronic_evcbseries | NEPTRONIC-EVCBSERIES
1747 | Building Management System | VAV-1327 | VAV-1327 | Neptronic | EVCB SERIES | Standard | Serial | VAVCTR | 8 |  |  |  | Active | Yes | IN-BLR-ANANTA-VAV-1327_8 | uuid://b3b978ec-0f13-4b97-8a8d-2cd4f3e397ff | {"asset":{"guid":"uuid://b3b978ec-0f13-4b97-8a8d-2cd4f3e397ff","site":"in-blr-ananta","name":"vav-1327"}} | KNND | [5 empty] | BACnet MS/TP | 121327 | 11650 | [21 empty] | HLI-71 | Proxied Device | Good | KNND | 10 | N/A |  |  |  | neptronic_evcbseries | NEPTRONIC-EVCBSERIES
1748 | Building Management System | VAV-1328 | VAV-1328 | Neptronic | EVCB SERIES | Standard | Serial | VAVCTR | 8 |  |  |  | Active | Yes | IN-BLR-ANANTA-VAV-1328_8 | uuid://baf4ad76-7d0d-42e2-aa08-75e26717d850 | {"asset":{"guid":"uuid://baf4ad76-7d0d-42e2-aa08-75e26717d850","site":"in-blr-ananta","name":"vav-1328"}} | KNND | [5 empty] | BACnet MS/TP | 121328 | 11650 | [21 empty] | HLI-71 | Proxied Device | Good | KNND | 10 | N/A |  |  |  | neptronic_evcbseries | NEPTRONIC-EVCBSERIES
1749 | Building Management System | VAV-1329 | VAV-1329 | Neptronic | EVCB SERIES | Standard | Serial | VAVCTR | 8 |  |  |  | Active | Yes | IN-BLR-ANANTA-VAV-1329_8 | uuid://d31b5771-d63e-4479-81ce-515b1318e298 | {"asset":{"guid":"uuid://d31b5771-d63e-4479-81ce-515b1318e298","site":"in-blr-ananta","name":"vav-1329"}} | KNND | [5 empty] | BACnet MS/TP | 121329 | 11650 | [21 empty] | HLI-71 | Proxied Device | Good | KNND | 10 | N/A |  |  |  | neptronic_evcbseries | NEPTRONIC-EVCBSERIES
1750 | Building Management System | VAV-1330 | VAV-1330 | Neptronic | EVCB SERIES | Standard | Serial | VAVCTR | 8 |  |  |  | Active | Yes | IN-BLR-ANANTA-VAV-1330_8 | uuid://f55f3781-9018-490c-8391-106355ec179c | {"asset":{"guid":"uuid://f55f3781-9018-490c-8391-106355ec179c","site":"in-blr-ananta","name":"vav-1330"}} | KNND | [5 empty] | BACnet MS/TP | 121330 | 11650 | [21 empty] | HLI-71 | Proxied Device | Good | KNND | 10 | N/A |  |  |  | neptronic_evcbseries | NEPTRONIC-EVCBSERIES
1751 | Building Management System | VAV-1331 | VAV-1331 | Neptronic | EVCB SERIES | Standard | Serial | VAVCTR | 8 |  |  |  | Active | Yes | IN-BLR-ANANTA-VAV-1331_8 | uuid://3b6cbfbc-a156-4fff-93fe-685355224011 | {"asset":{"guid":"uuid://3b6cbfbc-a156-4fff-93fe-685355224011","site":"in-blr-ananta","name":"vav-1331"}} | KNND | [5 empty] | BACnet MS/TP | 121331 | 11650 | [21 empty] | HLI-71 | Proxied Device | Good | KNND | 10 | N/A |  |  |  | neptronic_evcbseries | NEPTRONIC-EVCBSERIES
1752 | Building Management System | VAV-1332 | VAV-1332 | Neptronic | EVCB SERIES | Standard | Serial | VAVCTR | 8 |  |  |  | Active | Yes | IN-BLR-ANANTA-VAV-1332_8 | uuid://a99c5289-382e-447d-887c-90e4884f7b6a | {"asset":{"guid":"uuid://a99c5289-382e-447d-887c-90e4884f7b6a","site":"in-blr-ananta","name":"vav-1332"}} | KNND | [5 empty] | BACnet MS/TP | 121332 | 11650 | [21 empty] | HLI-71 | Proxied Device | Good | KNND | 10 | N/A |  |  |  | neptronic_evcbseries | NEPTRONIC-EVCBSERIES
1753 | Building Management System | VAV-1333 | VAV-1333 | Neptronic | EVCB SERIES | Standard | Serial | VAVCTR | 8 |  |  |  | Active | Yes | IN-BLR-ANANTA-VAV-1333_8 | uuid://23139bc6-31c1-40cb-9177-4e7a9cdd062b | {"asset":{"guid":"uuid://23139bc6-31c1-40cb-9177-4e7a9cdd062b","site":"in-blr-ananta","name":"vav-1333"}} | KNND | [5 empty] | BACnet MS/TP | 121333 | 11650 | [21 empty] | HLI-71 | Proxied Device | Good | KNND | 10 | N/A |  |  |  | neptronic_evcbseries | NEPTRONIC-EVCBSERIES
1754 | Building Management System | VAV-1334 | VAV-1334 | Neptronic | EVCB SERIES | Standard | Serial | VAVCTR | 8 |  |  |  | Active | Yes | IN-BLR-ANANTA-VAV-1334_8 | uuid://1a715de3-8483-4a76-9479-ed2a8c0ac131 | {"asset":{"guid":"uuid://1a715de3-8483-4a76-9479-ed2a8c0ac131","site":"in-blr-ananta","name":"vav-1334"}} | KNND | [5 empty] | BACnet MS/TP | 121334 | 11650 | [21 empty] | HLI-71 | Proxied Device | Good | KNND | 10 | N/A |  |  |  | neptronic_evcbseries | NEPTRONIC-EVCBSERIES
1755 | Building Management System | VAV-1335 | VAV-1335 | Neptronic | EVCB SERIES | Standard | Serial | VAVCTR | 8 |  |  |  | Active | Yes | IN-BLR-ANANTA-VAV-1335_8 | uuid://cc84b70d-0d44-4de8-869f-52954b607a4d | {"asset":{"guid":"uuid://cc84b70d-0d44-4de8-869f-52954b607a4d","site":"in-blr-ananta","name":"vav-1335"}} | KNND | [5 empty] | BACnet MS/TP | 121335 | 11648 | [21 empty] | HLI-70 | Proxied Device | Good | KNND | 10 | N/A |  |  |  | neptronic_evcbseries | NEPTRONIC-EVCBSERIES
1756 | Building Management System | VAV-1336 | VAV-1336 | Neptronic | EVCB SERIES | Standard | Serial | VAVCTR | 8 |  |  |  | Active | Yes | IN-BLR-ANANTA-VAV-1336_8 | uuid://a4f9d366-2010-4f1e-a4ec-bcc75ab385d7 | {"asset":{"guid":"uuid://a4f9d366-2010-4f1e-a4ec-bcc75ab385d7","site":"in-blr-ananta","name":"vav-1336"}} | KNND | [5 empty] | BACnet MS/TP | 121336 | 11648 | [21 empty] | HLI-70 | Proxied Device | Good | KNND | 10 | N/A |  |  |  | neptronic_evcbseries | NEPTRONIC-EVCBSERIES
1757 | Building Management System | VAV-1337 | VAV-1337 | Neptronic | EVCB SERIES | Standard | Serial | VAVCTR | 8 |  |  |  | Active | Yes | IN-BLR-ANANTA-VAV-1337_8 | uuid://874c70fd-0c2e-4b0c-ba69-27fa3b7328c4 | {"asset":{"guid":"uuid://874c70fd-0c2e-4b0c-ba69-27fa3b7328c4","site":"in-blr-ananta","name":"vav-1337"}} | KNND | [5 empty] | BACnet MS/TP | 121337 | 11648 | [21 empty] | HLI-70 | Proxied Device | Good | KNND | 10 | N/A |  |  |  | neptronic_evcbseries | NEPTRONIC-EVCBSERIES
1758 | Building Management System | VAV-1338 | VAV-1338 | Neptronic | EVCB SERIES | Standard | Serial | VAVCTR | 8 |  |  |  | Active | Yes | IN-BLR-ANANTA-VAV-1338_8 | uuid://932f4dcd-699c-455e-86f3-69ca8cd6ea82 | {"asset":{"guid":"uuid://932f4dcd-699c-455e-86f3-69ca8cd6ea82","site":"in-blr-ananta","name":"vav-1338"}} | KNND | [5 empty] | BACnet MS/TP | 121338 | 11648 | [21 empty] | HLI-70 | Proxied Device | Good | KNND | 10 | N/A |  |  |  | neptronic_evcbseries | NEPTRONIC-EVCBSERIES
1759 | Building Management System | VAV-1339 | VAV-1339 | Neptronic | EVCB SERIES | Standard | Serial | VAVCTR | 8 |  |  |  | Active | Yes | IN-BLR-ANANTA-VAV-1339_8 | uuid://a57166bb-8d1a-43f9-b98d-b6ec486da9a7 | {"asset":{"guid":"uuid://a57166bb-8d1a-43f9-b98d-b6ec486da9a7","site":"in-blr-ananta","name":"vav-1339"}} | KNND | [5 empty] | BACnet MS/TP | 121339 | 11648 | [21 empty] | HLI-70 | Proxied Device | Good | KNND | 10 | N/A |  |  |  | neptronic_evcbseries | NEPTRONIC-EVCBSERIES
1760 | Building Management System | VAV-1340 | VAV-1340 | Neptronic | EVCB SERIES | Standard | Serial | VAVCTR | 8 |  |  |  | Active | Yes | IN-BLR-ANANTA-VAV-1340_8 | uuid://1e746667-0a13-4736-8a07-9cf51aa1878b | {"asset":{"guid":"uuid://1e746667-0a13-4736-8a07-9cf51aa1878b","site":"in-blr-ananta","name":"vav-1340"}} | KNND | [5 empty] | BACnet MS/TP | 121340 | 11648 | [21 empty] | HLI-70 | Proxied Device | Good | KNND | 10 | N/A |  |  |  | neptronic_evcbseries | NEPTRONIC-EVCBSERIES
1761 | Building Management System | VAV-1341 | VAV-1341 | Neptronic | EVCB SERIES | Standard | Serial | VAVCTR | 8 |  |  |  | Active | Yes | IN-BLR-ANANTA-VAV-1341_8 | uuid://2da434aa-9a9d-41b1-9a4e-63de74ddd68d | {"asset":{"guid":"uuid://2da434aa-9a9d-41b1-9a4e-63de74ddd68d","site":"in-blr-ananta","name":"vav-1341"}} | KNND | [5 empty] | BACnet MS/TP | 121341 | 11648 | [21 empty] | HLI-70 | Proxied Device | Good | KNND | 10 | N/A |  |  |  | neptronic_evcbseries | NEPTRONIC-EVCBSERIES
1762 | Building Management System | VAV-1342 | VAV-1342 | Neptronic | EVCB SERIES | Standard | Serial | VAVCTR | 8 |  |  |  | Active | Yes | IN-BLR-ANANTA-VAV-1342_8 | uuid://a0dbf264-9456-4eea-baec-2766b6fb0ec3 | {"asset":{"guid":"uuid://a0dbf264-9456-4eea-baec-2766b6fb0ec3","site":"in-blr-ananta","name":"vav-1342"}} | KNND | [5 empty] | BACnet MS/TP | 121342 | 11648 | [21 empty] | HLI-70 | Proxied Device | Good | KNND | 10 | N/A |  |  |  | neptronic_evcbseries | NEPTRONIC-EVCBSERIES
1763 | Building Management System | VAV-1343 | VAV-1343 | Neptronic | EVCB SERIES | Standard | Serial | VAVCTR | 8 |  |  |  | Active | Yes | IN-BLR-ANANTA-VAV-1343_8 | uuid://6e18bc05-e153-4c6a-9d2e-803b45720082 | {"asset":{"guid":"uuid://6e18bc05-e153-4c6a-9d2e-803b45720082","site":"in-blr-ananta","name":"vav-1343"}} | KNND | [5 empty] | BACnet MS/TP | 121343 | 11648 | [21 empty] | HLI-70 | Proxied Device | Good | KNND | 10 | N/A |  |  |  | neptronic_evcbseries | NEPTRONIC-EVCBSERIES
1764 | Building Management System | VAV-1344 | VAV-1344 | Neptronic | EVCB SERIES | Standard | Serial | VAVCTR | 8 |  |  |  | Active | Yes | IN-BLR-ANANTA-VAV-1344_8 | uuid://3db9c9e5-b6f0-4f38-af27-d005e722900a | {"asset":{"guid":"uuid://3db9c9e5-b6f0-4f38-af27-d005e722900a","site":"in-blr-ananta","name":"vav-1344"}} | KNND | [5 empty] | BACnet MS/TP | 121344 | 11648 | [21 empty] | HLI-70 | Proxied Device | Good | KNND | 10 | N/A |  |  |  | neptronic_evcbseries | NEPTRONIC-EVCBSERIES
1765 | Building Management System | VAV-1345 | VAV-1345 | Neptronic | EVCB SERIES | Standard | Serial | VAVCTR | 8 |  |  |  | Active | Yes | IN-BLR-ANANTA-VAV-1345_8 | uuid://573d5bb0-9f3b-49b6-b9c5-3a13e3b9ced0 | {"asset":{"guid":"uuid://573d5bb0-9f3b-49b6-b9c5-3a13e3b9ced0","site":"in-blr-ananta","name":"vav-1345"}} | KNND | [5 empty] | BACnet MS/TP | 121345 | 11648 | [21 empty] | HLI-70 | Proxied Device | Good | KNND | 10 | N/A |  |  |  | neptronic_evcbseries | NEPTRONIC-EVCBSERIES
1766 | Building Management System | VAV-1346 | VAV-1346 | Neptronic | EVCB SERIES | Standard | Serial | VAVCTR | 8 |  |  |  | Active | Yes | IN-BLR-ANANTA-VAV-1346_8 | uuid://37a9ba83-df07-4890-a209-a57c38207e2b | {"asset":{"guid":"uuid://37a9ba83-df07-4890-a209-a57c38207e2b","site":"in-blr-ananta","name":"vav-1346"}} | KNND | [5 empty] | BACnet MS/TP | 121346 | 11648 | [21 empty] | HLI-70 | Proxied Device | Good | KNND | 10 | N/A |  |  |  | neptronic_evcbseries | NEPTRONIC-EVCBSERIES
1767 | Building Management System | VAV-1347 | VAV-1347 | Neptronic | EVCB SERIES | Standard | Serial | VAVCTR | 8 |  |  |  | Active | Yes | IN-BLR-ANANTA-VAV-1347_8 | uuid://270fbc6b-86a5-4397-b0af-c6480f5922d7 | {"asset":{"guid":"uuid://270fbc6b-86a5-4397-b0af-c6480f5922d7","site":"in-blr-ananta","name":"vav-1347"}} | KNND | [5 empty] | BACnet MS/TP | 121347 | 11648 | [21 empty] | HLI-70 | Proxied Device | Good | KNND | 10 | N/A |  |  |  | neptronic_evcbseries | NEPTRONIC-EVCBSERIES
1768 | Building Management System | VAV-1348 | VAV-1348 | Neptronic | EVCB SERIES | Standard | Serial | VAVCTR | 8 |  |  |  | Active | Yes | IN-BLR-ANANTA-VAV-1348_8 | uuid://ff1d953d-f465-4dcb-9077-669ddb570ce2 | {"asset":{"guid":"uuid://ff1d953d-f465-4dcb-9077-669ddb570ce2","site":"in-blr-ananta","name":"vav-1348"}} | KNND | [5 empty] | BACnet MS/TP | 121348 | 11648 | [21 empty] | HLI-70 | Proxied Device | Good | KNND | 10 | N/A |  |  |  | neptronic_evcbseries | NEPTRONIC-EVCBSERIES
1769 | Building Management System | VAV-1349 | VAV-1349 | Neptronic | EVCB SERIES | Standard | Serial | VAVCTR | 8 |  |  |  | Active | Yes | IN-BLR-ANANTA-VAV-1349_8 | uuid://9277efea-e11c-481c-9e2b-916f1c151aaa | {"asset":{"guid":"uuid://9277efea-e11c-481c-9e2b-916f1c151aaa","site":"in-blr-ananta","name":"vav-1349"}} | KNND | [5 empty] | BACnet MS/TP | 121349 | 11647 | [21 empty] | HLI-70 | Proxied Device | Good | KNND | 10 | N/A |  |  |  | neptronic_evcbseries | NEPTRONIC-EVCBSERIES
1770 | Building Management System | VAV-1350 | VAV-1350 | Neptronic | EVCB SERIES | Standard | Serial | VAVCTR | 8 |  |  |  | Active | Yes | IN-BLR-ANANTA-VAV-1350_8 | uuid://3a3d57bd-ea71-40a8-9be7-d0dd76ec2b18 | {"asset":{"guid":"uuid://3a3d57bd-ea71-40a8-9be7-d0dd76ec2b18","site":"in-blr-ananta","name":"vav-1350"}} | KNND | [5 empty] | BACnet MS/TP | 121350 | 11647 | [21 empty] | HLI-70 | Proxied Device | Good | KNND | 10 | N/A |  |  |  | neptronic_evcbseries | NEPTRONIC-EVCBSERIES
1771 | Building Management System | VAV-1351 | VAV-1351 | Neptronic | EVCB SERIES | Standard | Serial | VAVCTR | 8 |  |  |  | Active | Yes | IN-BLR-ANANTA-VAV-1351_8 | uuid://7af4d102-f339-4f76-8e09-fe5b20a2f70b | {"asset":{"guid":"uuid://7af4d102-f339-4f76-8e09-fe5b20a2f70b","site":"in-blr-ananta","name":"vav-1351"}} | KNND | [5 empty] | BACnet MS/TP | 121351 | 11647 | [21 empty] | HLI-70 | Proxied Device | Good | KNND | 10 | N/A |  |  |  | neptronic_evcbseries | NEPTRONIC-EVCBSERIES
1772 | Building Management System | VAV-1352 | VAV-1352 | Neptronic | EVCB SERIES | Standard | Serial | VAVCTR | 8 |  |  |  | Active | Yes | IN-BLR-ANANTA-VAV-1352_8 | uuid://b0d6e10d-a25a-41d7-a712-b3c71f0f32e7 | {"asset":{"guid":"uuid://b0d6e10d-a25a-41d7-a712-b3c71f0f32e7","site":"in-blr-ananta","name":"vav-1352"}} | KNND | [5 empty] | BACnet MS/TP | 121352 | 11647 | [21 empty] | HLI-70 | Proxied Device | Good | KNND | 10 | N/A |  |  |  | neptronic_evcbseries | NEPTRONIC-EVCBSERIES
1773 | Building Management System | VAV-1353 | VAV-1353 | Neptronic | EVCB SERIES | Standard | Serial | VAVCTR | 8 |  |  |  | Active | Yes | IN-BLR-ANANTA-VAV-1353_8 | uuid://99c3630e-154b-44ee-803b-f11a26e2b039 | {"asset":{"guid":"uuid://99c3630e-154b-44ee-803b-f11a26e2b039","site":"in-blr-ananta","name":"vav-1353"}} | KNND | [5 empty] | BACnet MS/TP | 121353 | 11647 | [21 empty] | HLI-70 | Proxied Device | Good | KNND | 10 | N/A |  |  |  | neptronic_evcbseries | NEPTRONIC-EVCBSERIES
1774 | Building Management System | VAV-1354 | VAV-1354 | Neptronic | EVCB SERIES | Standard | Serial | VAVCTR | 8 |  |  |  | Active | Yes | IN-BLR-ANANTA-VAV-1354_8 | uuid://a8a8b932-d190-4f8c-a052-e5d146cc467c | {"asset":{"guid":"uuid://a8a8b932-d190-4f8c-a052-e5d146cc467c","site":"in-blr-ananta","name":"vav-1354"}} | KNND | [5 empty] | BACnet MS/TP | 121354 | 11647 | [21 empty] | HLI-70 | Proxied Device | Good | KNND | 10 | N/A |  |  |  | neptronic_evcbseries | NEPTRONIC-EVCBSERIES
1775 | Building Management System | VAV-1355 | VAV-1355 | Neptronic | EVCB SERIES | Standard | Serial | VAVCTR | 8 |  |  |  | Active | Yes | IN-BLR-ANANTA-VAV-1355_8 | uuid://eabcfa74-3f41-463c-bcac-f06e7a30ab23 | {"asset":{"guid":"uuid://eabcfa74-3f41-463c-bcac-f06e7a30ab23","site":"in-blr-ananta","name":"vav-1355"}} | KNND | [5 empty] | BACnet MS/TP | 121355 | 11647 | [21 empty] | HLI-70 | Proxied Device | Good | KNND | 10 | N/A |  |  |  | neptronic_evcbseries | NEPTRONIC-EVCBSERIES
1776 | Building Management System | VAV-1356 | VAV-1356 | Neptronic | EVCB SERIES | Standard | Serial | VAVCTR | 8 |  |  |  | Active | Yes | IN-BLR-ANANTA-VAV-1356_8 | uuid://e66aab02-e743-4eb5-9b5c-87b1ec31ba72 | {"asset":{"guid":"uuid://e66aab02-e743-4eb5-9b5c-87b1ec31ba72","site":"in-blr-ananta","name":"vav-1356"}} | KNND | [5 empty] | BACnet MS/TP | 121356 | 11647 | [21 empty] | HLI-70 | Proxied Device | Good | KNND | 10 | N/A |  |  |  | neptronic_evcbseries | NEPTRONIC-EVCBSERIES
1777 | Building Management System | VAV-1357 | VAV-1357 | Neptronic | EVCB SERIES | Standard | Serial | VAVCTR | 8 |  |  |  | Active | Yes | IN-BLR-ANANTA-VAV-1357_8 | uuid://853f8f77-0b73-4d12-9fb4-3dbd25f96d64 | {"asset":{"guid":"uuid://853f8f77-0b73-4d12-9fb4-3dbd25f96d64","site":"in-blr-ananta","name":"vav-1357"}} | KNND | [5 empty] | BACnet MS/TP | 121357 | 11647 | [21 empty] | HLI-70 | Proxied Device | Good | KNND | 10 | N/A |  |  |  | neptronic_evcbseries | NEPTRONIC-EVCBSERIES
1778 | Building Management System | VAV-1358 | VAV-1358 | Neptronic | EVCB SERIES | Standard | Serial | VAVCTR | 8 |  |  |  | Active | Yes | IN-BLR-ANANTA-VAV-1358_8 | uuid://467a406a-1ee7-4c0d-8775-4a6ff4b6b886 | {"asset":{"guid":"uuid://467a406a-1ee7-4c0d-8775-4a6ff4b6b886","site":"in-blr-ananta","name":"vav-1358"}} | KNND | [5 empty] | BACnet MS/TP | 121358 | 11647 | [21 empty] | HLI-70 | Proxied Device | Good | KNND | 10 | N/A |  |  |  | neptronic_evcbseries | NEPTRONIC-EVCBSERIES
1779 | Building Management System | VAV-1359 | VAV-1359 | Neptronic | EVCB SERIES | Standard | Serial | VAVCTR | 8 |  |  |  | Active | Yes | IN-BLR-ANANTA-VAV-1359_8 | uuid://eb43037c-dd7d-4af1-805a-95084da61a06 | {"asset":{"guid":"uuid://eb43037c-dd7d-4af1-805a-95084da61a06","site":"in-blr-ananta","name":"vav-1359"}} | KNND | [5 empty] | BACnet MS/TP | 121359 | 11647 | [21 empty] | HLI-70 | Proxied Device | Good | KNND | 10 | N/A |  |  |  | neptronic_evcbseries | NEPTRONIC-EVCBSERIES
1780 | Building Management System | VAV-1360 | VAV-1360 | Neptronic | EVCB SERIES | Standard | Serial | VAVCTR | 8 |  |  |  | Active | Yes | IN-BLR-ANANTA-VAV-1360_8 | uuid://9b014f1b-93e4-4228-8703-fbc0ad03bdcc | {"asset":{"guid":"uuid://9b014f1b-93e4-4228-8703-fbc0ad03bdcc","site":"in-blr-ananta","name":"vav-1360"}} | KNND | [5 empty] | BACnet MS/TP | 121360 | 11647 | [21 empty] | HLI-70 | Proxied Device | Good | KNND | 10 | N/A |  |  |  | neptronic_evcbseries | NEPTRONIC-EVCBSERIES
1781 | Building Management System | VAV-1361 | VAV-1361 | Neptronic | EVCB SERIES | Standard | Serial | VAVCTR | 8 |  |  |  | Active | Yes | IN-BLR-ANANTA-VAV-1361_8 | uuid://6c4e6e18-8dd8-47dc-886b-c8f50b8d12a0 | {"asset":{"guid":"uuid://6c4e6e18-8dd8-47dc-886b-c8f50b8d12a0","site":"in-blr-ananta","name":"vav-1361"}} | KNND | [5 empty] | BACnet MS/TP | 121361 | 11647 | [21 empty] | HLI-70 | Proxied Device | Good | KNND | 10 | N/A |  |  |  | neptronic_evcbseries | NEPTRONIC-EVCBSERIES
1782 | Building Management System | VAV-1362 | VAV-1362 | Neptronic | EVCB SERIES | Standard | Serial | VAVCTR | 8 |  |  |  | Active | Yes | IN-BLR-ANANTA-VAV-1362_8 | uuid://b5ed697b-e224-4250-8e50-67b168b2d87f | {"asset":{"guid":"uuid://b5ed697b-e224-4250-8e50-67b168b2d87f","site":"in-blr-ananta","name":"vav-1362"}} | KNND | [5 empty] | BACnet MS/TP | 121362 | 11647 | [21 empty] | HLI-70 | Proxied Device | Good | KNND | 10 | N/A |  |  |  | neptronic_evcbseries | NEPTRONIC-EVCBSERIES
1783 | Building Management System | VAV-1363 | VAV-1363 | Neptronic | EVCB SERIES | Standard | Serial | VAVCTR | 8 |  |  |  | Active | Yes | IN-BLR-ANANTA-VAV-1363_8 | uuid://6b0907a2-9055-4e87-a792-c6d01904877d | {"asset":{"guid":"uuid://6b0907a2-9055-4e87-a792-c6d01904877d","site":"in-blr-ananta","name":"vav-1363"}} | KNND | [5 empty] | BACnet MS/TP | 121363 | 11647 | [21 empty] | HLI-70 | Proxied Device | Good | KNND | 10 | N/A |  |  |  | neptronic_evcbseries | NEPTRONIC-EVCBSERIES
1784 | Building Management System | VAV-1364 | VAV-1364 | Neptronic | EVCB SERIES | Standard | Serial | VAVCTR | 8 |  |  |  | Active | Yes | IN-BLR-ANANTA-VAV-1364_8 | uuid://17c6d1f7-1337-4a05-b531-4eb9e2589200 | {"asset":{"guid":"uuid://17c6d1f7-1337-4a05-b531-4eb9e2589200","site":"in-blr-ananta","name":"vav-1364"}} | KNND | [5 empty] | BACnet MS/TP | 121364 | 11646 | [21 empty] | HLI-72 | Proxied Device | Good | KNND | 10 | N/A |  |  |  | neptronic_evcbseries | NEPTRONIC-EVCBSERIES
1785 | Building Management System | VAV-1365 | VAV-1365 | Neptronic | EVCB SERIES | Standard | Serial | VAVCTR | 8 |  |  |  | Active | Yes | IN-BLR-ANANTA-VAV-1365_8 | uuid://14b17971-2ec5-457d-b0fb-68cf62ce1f30 | {"asset":{"guid":"uuid://14b17971-2ec5-457d-b0fb-68cf62ce1f30","site":"in-blr-ananta","name":"vav-1365"}} | KNND | [5 empty] | BACnet MS/TP | 121365 | 11646 | [21 empty] | HLI-72 | Proxied Device | Good | KNND | 10 | N/A |  |  |  | neptronic_evcbseries | NEPTRONIC-EVCBSERIES
1786 | Building Management System | VAV-1366 | VAV-1366 | Neptronic | EVCB SERIES | Standard | Serial | VAVCTR | 8 |  |  |  | Active | Yes | IN-BLR-ANANTA-VAV-1366_8 | uuid://6ca7d471-96c7-47f4-ae6f-41076176ea16 | {"asset":{"guid":"uuid://6ca7d471-96c7-47f4-ae6f-41076176ea16","site":"in-blr-ananta","name":"vav-1366"}} | KNND | [5 empty] | BACnet MS/TP | 121366 | 11646 | [21 empty] | HLI-72 | Proxied Device | Good | KNND | 10 | N/A |  |  |  | neptronic_evcbseries | NEPTRONIC-EVCBSERIES
1787 | Building Management System | VAV-1367 | VAV-1367 | Neptronic | EVCB SERIES | Standard | Serial | VAVCTR | 8 |  |  |  | Active | Yes | IN-BLR-ANANTA-VAV-1367_8 | uuid://4d4804d7-5bda-47fd-bfbc-224999dcd7ec | {"asset":{"guid":"uuid://4d4804d7-5bda-47fd-bfbc-224999dcd7ec","site":"in-blr-ananta","name":"vav-1367"}} | KNND | [5 empty] | BACnet MS/TP | 121367 | 11646 | [21 empty] | HLI-72 | Proxied Device | Good | KNND | 10 | N/A |  |  |  | neptronic_evcbseries | NEPTRONIC-EVCBSERIES
1788 | Building Management System | VAV-1368 | VAV-1368 | Neptronic | EVCB SERIES | Standard | Serial | VAVCTR | 8 |  |  |  | Active | Yes | IN-BLR-ANANTA-VAV-1368_8 | uuid://d38e245d-cf89-4bdc-a0cf-2dbfa3001bd2 | {"asset":{"guid":"uuid://d38e245d-cf89-4bdc-a0cf-2dbfa3001bd2","site":"in-blr-ananta","name":"vav-1368"}} | KNND | [5 empty] | BACnet MS/TP | 121368 | 11646 | [21 empty] | HLI-72 | Proxied Device | Good | KNND | 10 | N/A |  |  |  | neptronic_evcbseries | NEPTRONIC-EVCBSERIES
1789 | Building Management System | VAV-1369 | VAV-1369 | Neptronic | EVCB SERIES | Standard | Serial | VAVCTR | 8 |  |  |  | Active | Yes | IN-BLR-ANANTA-VAV-1369_8 | uuid://e8d2e3d4-332a-441a-aae2-c8f80631ffe5 | {"asset":{"guid":"uuid://e8d2e3d4-332a-441a-aae2-c8f80631ffe5","site":"in-blr-ananta","name":"vav-1369"}} | KNND | [5 empty] | BACnet MS/TP | 121369 | 11646 | [21 empty] | HLI-72 | Proxied Device | Good | KNND | 10 | N/A |  |  |  | neptronic_evcbseries | NEPTRONIC-EVCBSERIES
1790 | Building Management System | VAV-1370 | VAV-1370 | Neptronic | EVCB SERIES | Standard | Serial | VAVCTR | 8 |  |  |  | Active | Yes | IN-BLR-ANANTA-VAV-1370_8 | uuid://53dc3260-4e29-41f9-9586-007d763be23d | {"asset":{"guid":"uuid://53dc3260-4e29-41f9-9586-007d763be23d","site":"in-blr-ananta","name":"vav-1370"}} | KNND | [5 empty] | BACnet MS/TP | 121370 | 11646 | [21 empty] | HLI-72 | Proxied Device | Good | KNND | 10 | N/A |  |  |  | neptronic_evcbseries | NEPTRONIC-EVCBSERIES
1791 | Building Management System | VAV-1371 | VAV-1371 | Neptronic | EVCB SERIES | Standard | Serial | VAVCTR | 8 |  |  |  | Active | Yes | IN-BLR-ANANTA-VAV-1371_8 | uuid://e2f4692a-3bae-413e-a14c-2dea049c675a | {"asset":{"guid":"uuid://e2f4692a-3bae-413e-a14c-2dea049c675a","site":"in-blr-ananta","name":"vav-1371"}} | KNND | [5 empty] | BACnet MS/TP | 121371 | 11646 | [21 empty] | HLI-72 | Proxied Device | Good | KNND | 10 | N/A |  |  |  | neptronic_evcbseries | NEPTRONIC-EVCBSERIES
1792 | Building Management System | VAV-1372 | VAV-1372 | Neptronic | EVCB SERIES | Standard | Serial | VAVCTR | 8 |  |  |  | Active | Yes | IN-BLR-ANANTA-VAV-1372_8 | uuid://9b57c318-6765-433a-8068-ac2ff4724d7c | {"asset":{"guid":"uuid://9b57c318-6765-433a-8068-ac2ff4724d7c","site":"in-blr-ananta","name":"vav-1372"}} | KNND | [5 empty] | BACnet MS/TP | 121372 | 11646 | [21 empty] | HLI-72 | Proxied Device | Good | KNND | 10 | N/A |  |  |  | neptronic_evcbseries | NEPTRONIC-EVCBSERIES
1793 | Building Management System | VAV-1373 | VAV-1373 | Neptronic | EVCB SERIES | Standard | Serial | VAVCTR | 8 |  |  |  | Active | Yes | IN-BLR-ANANTA-VAV-1373_8 | uuid://4bd24ecb-34b3-49ea-9f20-e74dbcc7ab12 | {"asset":{"guid":"uuid://4bd24ecb-34b3-49ea-9f20-e74dbcc7ab12","site":"in-blr-ananta","name":"vav-1373"}} | KNND | [5 empty] | BACnet MS/TP | 121373 | 11646 | [21 empty] | HLI-72 | Proxied Device | Good | KNND | 10 | N/A |  |  |  | neptronic_evcbseries | NEPTRONIC-EVCBSERIES
1794 | Building Management System | VAV-1374 | VAV-1374 | Neptronic | EVCB SERIES | Standard | Serial | VAVCTR | 8 |  |  |  | Active | Yes | IN-BLR-ANANTA-VAV-1374_8 | uuid://fe4e81a5-2970-483f-8f17-58b2b8f69090 | {"asset":{"guid":"uuid://fe4e81a5-2970-483f-8f17-58b2b8f69090","site":"in-blr-ananta","name":"vav-1374"}} | KNND | [5 empty] | BACnet MS/TP | 121374 | 11646 | [21 empty] | HLI-72 | Proxied Device | Good | KNND | 10 | N/A |  |  |  | neptronic_evcbseries | NEPTRONIC-EVCBSERIES
1795 | Building Management System | VAV-1375 | VAV-1375 | Neptronic | EVCB SERIES | Standard | Serial | VAVCTR | 8 |  |  |  | Active | Yes | IN-BLR-ANANTA-VAV-1375_8 | uuid://25170859-1c5e-42ab-b0a3-a43ee06831fd | {"asset":{"guid":"uuid://25170859-1c5e-42ab-b0a3-a43ee06831fd","site":"in-blr-ananta","name":"vav-1375"}} | KNND | [5 empty] | BACnet MS/TP | 121375 | 11646 | [21 empty] | HLI-72 | Proxied Device | Good | KNND | 10 | N/A |  |  |  | neptronic_evcbseries | NEPTRONIC-EVCBSERIES
1796 | Building Management System | VAV-1376 | VAV-1376 | Neptronic | EVCB SERIES | Standard | Serial | VAVCTR | 8 |  |  |  | Active | Yes | IN-BLR-ANANTA-VAV-1376_8 | uuid://ae507039-0708-4cf9-b2c2-20833661f6de | {"asset":{"guid":"uuid://ae507039-0708-4cf9-b2c2-20833661f6de","site":"in-blr-ananta","name":"vav-1376"}} | KNND | [5 empty] | BACnet MS/TP | 121376 | 11646 | [21 empty] | HLI-72 | Proxied Device | Good | KNND | 10 | N/A |  |  |  | neptronic_evcbseries | NEPTRONIC-EVCBSERIES
1797 | Building Management System | VAV-1377 | VAV-1377 | Neptronic | EVCB SERIES | Standard | Serial | VAVCTR | 8 |  |  |  | Active | Yes | IN-BLR-ANANTA-VAV-1377_8 | uuid://92766c92-44b4-4802-aca8-ee6378eae0a7 | {"asset":{"guid":"uuid://92766c92-44b4-4802-aca8-ee6378eae0a7","site":"in-blr-ananta","name":"vav-1377"}} | KNND | [5 empty] | BACnet MS/TP | 121377 | 11646 | [21 empty] | HLI-72 | Proxied Device | Good | KNND | 10 | N/A |  |  |  | neptronic_evcbseries | NEPTRONIC-EVCBSERIES
1798 | Building Management System | VAV-1378 | VAV-1378 | Neptronic | EVCB SERIES | Standard | Serial | VAVCTR | 8 |  |  |  | Active | Yes | IN-BLR-ANANTA-VAV-1378_8 | uuid://c10bb0ec-53ed-42c0-9d4a-c938d74f5cef | {"asset":{"guid":"uuid://c10bb0ec-53ed-42c0-9d4a-c938d74f5cef","site":"in-blr-ananta","name":"vav-1378"}} | KNND | [5 empty] | BACnet MS/TP | 121378 | 11646 | [21 empty] | HLI-72 | Proxied Device | Good | KNND | 10 | N/A |  |  |  | neptronic_evcbseries | NEPTRONIC-EVCBSERIES
1799 | Building Management System | VAV-1379 | VAV-1379 | Neptronic | EVCB SERIES | Standard | Serial | VAVCTR | 8 |  |  |  | Active | Yes | IN-BLR-ANANTA-VAV-1379_8 | uuid://790811b5-4c9a-4410-85ec-7c52b7ec23ee | {"asset":{"guid":"uuid://790811b5-4c9a-4410-85ec-7c52b7ec23ee","site":"in-blr-ananta","name":"vav-1379"}} | KNND | [5 empty] | BACnet MS/TP | 121379 | 11646 | [21 empty] | HLI-72 | Proxied Device | Good | KNND | 10 | N/A |  |  |  | neptronic_evcbseries | NEPTRONIC-EVCBSERIES
1800 | Building Management System | VAV-1380 | VAV-1380 | Neptronic | EVCB SERIES | Standard | Serial | VAVCTR | 8 |  |  |  | Active | Yes | IN-BLR-ANANTA-VAV-1380_8 | uuid://3b203234-380b-416c-881e-78417d7d00fe | {"asset":{"guid":"uuid://3b203234-380b-416c-881e-78417d7d00fe","site":"in-blr-ananta","name":"vav-1380"}} | KNND | [5 empty] | BACnet MS/TP | 121380 | 11646 | [21 empty] | HLI-72 | Proxied Device | Good | KNND | 10 | N/A |  |  |  | neptronic_evcbseries | NEPTRONIC-EVCBSERIES
1801 | Building Management System | VAV-1381 | VAV-1381 | Neptronic | EVCB SERIES | Standard | Serial | VAVCTR | 8 |  |  |  | Active | Yes | IN-BLR-ANANTA-VAV-1381_8 | uuid://99e9647b-d76c-4926-afc6-92bf302d14a4 | {"asset":{"guid":"uuid://99e9647b-d76c-4926-afc6-92bf302d14a4","site":"in-blr-ananta","name":"vav-1381"}} | KNND | [5 empty] | BACnet MS/TP | 121381 | 11646 | [21 empty] | HLI-72 | Proxied Device | Good | KNND | 10 | N/A |  |  |  | neptronic_evcbseries | NEPTRONIC-EVCBSERIES
1802 | Building Management System | VAV-1382 | VAV-1382 | Neptronic | EVCB SERIES | Standard | Serial | VAVCTR | 8 |  |  |  | Active | Yes | IN-BLR-ANANTA-VAV-1382_8 | uuid://e0271211-5cc7-4db5-8904-6f5ace72950f | {"asset":{"guid":"uuid://e0271211-5cc7-4db5-8904-6f5ace72950f","site":"in-blr-ananta","name":"vav-1382"}} | KNND | [5 empty] | BACnet MS/TP | 121382 | 11646 | [21 empty] | HLI-72 | Proxied Device | Good | KNND | 10 | N/A |  |  |  | neptronic_evcbseries | NEPTRONIC-EVCBSERIES
1803 | Building Management System | VAV-1383 | VAV-1383 | Neptronic | EVCB SERIES | Standard | Serial | VAVCTR | 8 |  |  |  | Active | Yes | IN-BLR-ANANTA-VAV-1383_8 | uuid://b702b632-8ee8-44ef-bdc6-63a3d036db53 | {"asset":{"guid":"uuid://b702b632-8ee8-44ef-bdc6-63a3d036db53","site":"in-blr-ananta","name":"vav-1383"}} | KNND | [5 empty] | BACnet MS/TP | 121383 | 11646 | [21 empty] | HLI-72 | Proxied Device | Good | KNND | 10 | N/A |  |  |  | neptronic_evcbseries | NEPTRONIC-EVCBSERIES
1804 | Building Management System | VAV-1384 | VAV-1384 | Neptronic | EVCB SERIES | Standard | Serial | VAVCTR | 8 |  |  |  | Active | Yes | IN-BLR-ANANTA-VAV-1384_8 | uuid://5b153160-b748-470e-b61b-6f083f4eb21a | {"asset":{"guid":"uuid://5b153160-b748-470e-b61b-6f083f4eb21a","site":"in-blr-ananta","name":"vav-1384"}} | KNND | [5 empty] | BACnet MS/TP | 121384 | 11646 | [21 empty] | HLI-72 | Proxied Device | Good | KNND | 10 | N/A |  |  |  | neptronic_evcbseries | NEPTRONIC-EVCBSERIES
1805 | Building Management System | VAV-1385 | VAV-1385 | Neptronic | EVCB SERIES | Standard | Serial | VAVCTR | 8 |  |  |  | Active | Yes | IN-BLR-ANANTA-VAV-1385_8 | uuid://c03286b4-79af-4347-994f-0192a6804d92 | {"asset":{"guid":"uuid://c03286b4-79af-4347-994f-0192a6804d92","site":"in-blr-ananta","name":"vav-1385"}} | KNND | [5 empty] | BACnet MS/TP | 121385 | 11645 | [21 empty] | HLI-72 | Proxied Device | Good | KNND | 10 | N/A |  |  |  | neptronic_evcbseries | NEPTRONIC-EVCBSERIES
1806 | Building Management System | VAV-1386 | VAV-1386 | Neptronic | EVCB SERIES | Standard | Serial | VAVCTR | 8 |  |  |  | Active | Yes | IN-BLR-ANANTA-VAV-1386_8 | uuid://37868c26-f9a2-419c-bd00-6775ab1cbfc7 | {"asset":{"guid":"uuid://37868c26-f9a2-419c-bd00-6775ab1cbfc7","site":"in-blr-ananta","name":"vav-1386"}} | KNND | [5 empty] | BACnet MS/TP | 121386 | 11645 | [21 empty] | HLI-72 | Proxied Device | Good | KNND | 10 | N/A |  |  |  | neptronic_evcbseries | NEPTRONIC-EVCBSERIES
1807 | Building Management System | VAV-1387 | VAV-1387 | Neptronic | EVCB SERIES | Standard | Serial | VAVCTR | 8 |  |  |  | Active | Yes | IN-BLR-ANANTA-VAV-1387_8 | uuid://5dc278f5-0e63-41f7-bde0-d3edac0ec6bd | {"asset":{"guid":"uuid://5dc278f5-0e63-41f7-bde0-d3edac0ec6bd","site":"in-blr-ananta","name":"vav-1387"}} | KNND | [5 empty] | BACnet MS/TP | 121387 | 11645 | [21 empty] | HLI-72 | Proxied Device | Good | KNND | 10 | N/A |  |  |  | neptronic_evcbseries | NEPTRONIC-EVCBSERIES
1808 | Building Management System | VAV-1388 | VAV-1388 | Neptronic | EVCB SERIES | Standard | Serial | VAVCTR | 8 |  |  |  | Active | Yes | IN-BLR-ANANTA-VAV-1388_8 | uuid://956ff28e-56ac-4308-8e11-a6b97abcdd8a | {"asset":{"guid":"uuid://956ff28e-56ac-4308-8e11-a6b97abcdd8a","site":"in-blr-ananta","name":"vav-1388"}} | KNND | [5 empty] | BACnet MS/TP | 121388 | 11645 | [21 empty] | HLI-72 | Proxied Device | Good | KNND | 10 | N/A |  |  |  | neptronic_evcbseries | NEPTRONIC-EVCBSERIES
1809 | Building Management System | VAV-1389 | VAV-1389 | Neptronic | EVCB SERIES | Standard | Serial | VAVCTR | 8 |  |  |  | Active | Yes | IN-BLR-ANANTA-VAV-1389_8 | uuid://fd62d37b-a7a8-4b4e-a0e2-4217b499cc26 | {"asset":{"guid":"uuid://fd62d37b-a7a8-4b4e-a0e2-4217b499cc26","site":"in-blr-ananta","name":"vav-1389"}} | KNND | [5 empty] | BACnet MS/TP | 121389 | 11645 | [21 empty] | HLI-72 | Proxied Device | Good | KNND | 10 | N/A |  |  |  | neptronic_evcbseries | NEPTRONIC-EVCBSERIES
1810 | Building Management System | VAV-1390 | VAV-1390 | Neptronic | EVCB SERIES | Standard | Serial | VAVCTR | 8 |  |  |  | Active | Yes | IN-BLR-ANANTA-VAV-1390_8 | uuid://c481044d-ce97-42fa-bd1e-e03ed023bc8e | {"asset":{"guid":"uuid://c481044d-ce97-42fa-bd1e-e03ed023bc8e","site":"in-blr-ananta","name":"vav-1390"}} | KNND | [5 empty] | BACnet MS/TP | 121390 | 11645 | [21 empty] | HLI-72 | Proxied Device | Good | KNND | 10 | N/A |  |  |  | neptronic_evcbseries | NEPTRONIC-EVCBSERIES
1811 | Building Management System | VAV-1391 | VAV-1391 | Neptronic | EVCB SERIES | Standard | Serial | VAVCTR | 8 |  |  |  | Active | Yes | IN-BLR-ANANTA-VAV-1391_8 | uuid://fdbd51c9-9271-4d15-a7a7-0cb23f995919 | {"asset":{"guid":"uuid://fdbd51c9-9271-4d15-a7a7-0cb23f995919","site":"in-blr-ananta","name":"vav-1391"}} | KNND | [5 empty] | BACnet MS/TP | 121391 | 11645 | [21 empty] | HLI-72 | Proxied Device | Good | KNND | 10 | N/A |  |  |  | neptronic_evcbseries | NEPTRONIC-EVCBSERIES
1812 | Building Management System | VAV-1392 | VAV-1392 | Neptronic | EVCB SERIES | Standard | Serial | VAVCTR | 8 |  |  |  | Active | Yes | IN-BLR-ANANTA-VAV-1392_8 | uuid://3e3beed9-8c6d-4725-8656-c7f1023ab00f | {"asset":{"guid":"uuid://3e3beed9-8c6d-4725-8656-c7f1023ab00f","site":"in-blr-ananta","name":"vav-1392"}} | KNND | [5 empty] | BACnet MS/TP | 121392 | 11645 | [21 empty] | HLI-72 | Proxied Device | Good | KNND | 10 | N/A |  |  |  | neptronic_evcbseries | NEPTRONIC-EVCBSERIES
1813 | Building Management System | VAV-1393 | VAV-1393 | Neptronic | EVCB SERIES | Standard | Serial | VAVCTR | 8 |  |  |  | Active | Yes | IN-BLR-ANANTA-VAV-1393_8 | uuid://b6f1d504-d16a-48d3-83f0-c8d0938dc3e8 | {"asset":{"guid":"uuid://b6f1d504-d16a-48d3-83f0-c8d0938dc3e8","site":"in-blr-ananta","name":"vav-1393"}} | KNND | [5 empty] | BACnet MS/TP | 121393 | 11645 | [21 empty] | HLI-72 | Proxied Device | Good | KNND | 10 | N/A |  |  |  | neptronic_evcbseries | NEPTRONIC-EVCBSERIES
1814 | Building Management System | VAV-1394 | VAV-1394 | Neptronic | EVCB SERIES | Standard | Serial | VAVCTR | 8 |  |  |  | Active | Yes | IN-BLR-ANANTA-VAV-1394_8 | uuid://e621bfe0-ad06-466c-aa16-851acdd31351 | {"asset":{"guid":"uuid://e621bfe0-ad06-466c-aa16-851acdd31351","site":"in-blr-ananta","name":"vav-1394"}} | KNND | [5 empty] | BACnet MS/TP | 121394 | 11645 | [21 empty] | HLI-72 | Proxied Device | Good | KNND | 10 | N/A |  |  |  | neptronic_evcbseries | NEPTRONIC-EVCBSERIES
1815 | Building Management System | VAV-1395 | VAV-1395 | Neptronic | EVCB SERIES | Standard | Serial | VAVCTR | 8 |  |  |  | Active | Yes | IN-BLR-ANANTA-VAV-1395_8 | uuid://12f9e767-f3ba-4299-b50c-971a1f729e75 | {"asset":{"guid":"uuid://12f9e767-f3ba-4299-b50c-971a1f729e75","site":"in-blr-ananta","name":"vav-1395"}} | KNND | [5 empty] | BACnet MS/TP | 121395 | 11645 | [21 empty] | HLI-72 | Proxied Device | Good | KNND | 10 | N/A |  |  |  | neptronic_evcbseries | NEPTRONIC-EVCBSERIES
1816 | Building Management System | VAV-1396 | VAV-1396 | Neptronic | EVCB SERIES | Standard | Serial | VAVCTR | 8 |  |  |  | Active | Yes | IN-BLR-ANANTA-VAV-1396_8 | uuid://f8a4735c-ffb6-4bf2-b17c-312d02d0a05c | {"asset":{"guid":"uuid://f8a4735c-ffb6-4bf2-b17c-312d02d0a05c","site":"in-blr-ananta","name":"vav-1396"}} | KNND | [5 empty] | BACnet MS/TP | 121396 | 11645 | [21 empty] | HLI-72 | Proxied Device | Good | KNND | 10 | N/A |  |  |  | neptronic_evcbseries | NEPTRONIC-EVCBSERIES
1817 | Building Management System | VAV-1397 | VAV-1397 | Neptronic | EVCB SERIES | Standard | Serial | VAVCTR | 8 |  |  |  | Active | Yes | IN-BLR-ANANTA-VAV-1397_8 | uuid://40f9a7f5-55f2-4e18-b8ad-990314e3ee13 | {"asset":{"guid":"uuid://40f9a7f5-55f2-4e18-b8ad-990314e3ee13","site":"in-blr-ananta","name":"vav-1397"}} | KNND | [5 empty] | BACnet MS/TP | 121397 | 11645 | [21 empty] | HLI-72 | Proxied Device | Good | KNND | 10 | N/A |  |  |  | neptronic_evcbseries | NEPTRONIC-EVCBSERIES
1818 | Building Management System | VAV-1398 | VAV-1398 | Neptronic | EVCB SERIES | Standard | Serial | VAVCTR | 8 |  |  |  | Active | Yes | IN-BLR-ANANTA-VAV-1398_8 | uuid://2a5898a0-21e3-4eda-bce4-7cb288208630 | {"asset":{"guid":"uuid://2a5898a0-21e3-4eda-bce4-7cb288208630","site":"in-blr-ananta","name":"vav-1398"}} | KNND | [5 empty] | BACnet MS/TP | 121398 | 11645 | [21 empty] | HLI-72 | Proxied Device | Good | KNND | 10 | N/A |  |  |  | neptronic_evcbseries | NEPTRONIC-EVCBSERIES
1819 | Building Management System | VAV-1399 | VAV-1399 | Neptronic | EVCB SERIES | Standard | Serial | VAVCTR | 8 |  |  |  | Active | Yes | IN-BLR-ANANTA-VAV-1399_8 | uuid://79ea488d-04df-4b06-8ad2-c04b784e7c3d | {"asset":{"guid":"uuid://79ea488d-04df-4b06-8ad2-c04b784e7c3d","site":"in-blr-ananta","name":"vav-1399"}} | KNND | [5 empty] | BACnet MS/TP | 121399 | 11645 | [21 empty] | HLI-72 | Proxied Device | Good | KNND | 10 | N/A |  |  |  | neptronic_evcbseries | NEPTRONIC-EVCBSERIES
1820 | Building Management System | VAV-1400 | VAV-1400 | Neptronic | EVCB SERIES | Standard | Serial | VAVCTR | 8 |  |  |  | Active | Yes | IN-BLR-ANANTA-VAV-1400_8 | uuid://7bc23157-ebec-47c5-bc36-e811a745f2f9 | {"asset":{"guid":"uuid://7bc23157-ebec-47c5-bc36-e811a745f2f9","site":"in-blr-ananta","name":"vav-1400"}} | KNND | [5 empty] | BACnet MS/TP | 121400 | 11645 | [21 empty] | HLI-72 | Proxied Device | Good | KNND | 10 | N/A |  |  |  | neptronic_evcbseries | NEPTRONIC-EVCBSERIES
1821 | Building Management System | VAV-1401 | VAV-1401 | Neptronic | EVCB SERIES | Standard | Serial | VAVCTR | 8 |  |  |  | Active | Yes | IN-BLR-ANANTA-VAV-1401_8 | uuid://e2b7bfef-31d0-464b-b02d-01ffa6afa510 | {"asset":{"guid":"uuid://e2b7bfef-31d0-464b-b02d-01ffa6afa510","site":"in-blr-ananta","name":"vav-1401"}} | KNND | [5 empty] | BACnet MS/TP | 121401 | 11645 | [21 empty] | HLI-72 | Proxied Device | Good | KNND | 10 | N/A |  |  |  | neptronic_evcbseries | NEPTRONIC-EVCBSERIES
1822 | Building Management System | VAV-1402 | VAV-1402 | Neptronic | EVCB SERIES | Standard | Serial | VAVCTR | 8 |  |  |  | Active | Yes | IN-BLR-ANANTA-VAV-1402_8 | uuid://89cc3540-76d6-48ec-a2b6-c5548ac34e2a | {"asset":{"guid":"uuid://89cc3540-76d6-48ec-a2b6-c5548ac34e2a","site":"in-blr-ananta","name":"vav-1402"}} | KNND | [5 empty] | BACnet MS/TP | 121402 | 11645 | [21 empty] | HLI-72 | Proxied Device | Good | KNND | 10 | N/A |  |  |  | neptronic_evcbseries | NEPTRONIC-EVCBSERIES
1823 | Building Management System | VAV-1403 | VAV-1403 | Neptronic | EVCB SERIES | Standard | Serial | VAVCTR | 8 |  |  |  | Active | Yes | IN-BLR-ANANTA-VAV-1403_8 | uuid://b7a1dc71-5f54-4b60-9557-7ee483cd01af | {"asset":{"guid":"uuid://b7a1dc71-5f54-4b60-9557-7ee483cd01af","site":"in-blr-ananta","name":"vav-1403"}} | KNND | [5 empty] | BACnet MS/TP | 121403 | 11645 | [21 empty] | HLI-72 | Proxied Device | Good | KNND | 10 | N/A |  |  |  | neptronic_evcbseries | NEPTRONIC-EVCBSERIES
1824 | Building Management System | VAV-1404 | VAV-1404 | Neptronic | EVCB SERIES | Standard | Serial | VAVCTR | 8 |  |  |  | Active | Yes | IN-BLR-ANANTA-VAV-1404_8 | uuid://ba37ba03-37c2-4478-af22-60d637d38b87 | {"asset":{"guid":"uuid://ba37ba03-37c2-4478-af22-60d637d38b87","site":"in-blr-ananta","name":"vav-1404"}} | KNND | [5 empty] | BACnet MS/TP | 121404 | 11645 | [21 empty] | HLI-72 | Proxied Device | Good | KNND | 10 | N/A |  |  |  | neptronic_evcbseries | NEPTRONIC-EVCBSERIES
1825 | Building Management System | VAV-1405 | VAV-1405 | Neptronic | EVCB SERIES | Standard | Serial | VAVCTR | 8 |  |  |  | Active | Yes | IN-BLR-ANANTA-VAV-1405_8 | uuid://f9d867cf-f6db-4fb6-8c76-7b0be35de814 | {"asset":{"guid":"uuid://f9d867cf-f6db-4fb6-8c76-7b0be35de814","site":"in-blr-ananta","name":"vav-1405"}} | KNND | [5 empty] | BACnet MS/TP | 121405 | 11645 | [21 empty] | HLI-72 | Proxied Device | Good | KNND | 10 | N/A |  |  |  | neptronic_evcbseries | NEPTRONIC-EVCBSERIES
1826 | Building Management System | VAV-1406 | VAV-1406 | Neptronic | EVCB SERIES | Standard | Serial | VAVCTR | 8 |  |  |  | Active | Yes | IN-BLR-ANANTA-VAV-1406_8 | uuid://d0c47543-cf03-49b4-afac-6ae21d51d9a0 | {"asset":{"guid":"uuid://d0c47543-cf03-49b4-afac-6ae21d51d9a0","site":"in-blr-ananta","name":"vav-1406"}} | KNND | [5 empty] | BACnet MS/TP | 121406 | 11653 | [21 empty] | HLI-74 | Proxied Device | Good | KNND | 10 | N/A |  |  |  | neptronic_evcbseries | NEPTRONIC-EVCBSERIES
1827 | Building Management System | VAV-1407 | VAV-1407 | Neptronic | EVCB SERIES | Standard | Serial | VAVCTR | 8 |  |  |  | Active | Yes | IN-BLR-ANANTA-VAV-1407_8 | uuid://3796af04-b207-486e-a29f-fd16942e8db6 | {"asset":{"guid":"uuid://3796af04-b207-486e-a29f-fd16942e8db6","site":"in-blr-ananta","name":"vav-1407"}} | KNND | [5 empty] | BACnet MS/TP | 121407 | 11653 | [21 empty] | HLI-74 | Proxied Device | Good | KNND | 10 | N/A |  |  |  | neptronic_evcbseries | NEPTRONIC-EVCBSERIES
1828 | Building Management System | VAV-1408 | VAV-1408 | Neptronic | EVCB SERIES | Standard | Serial | VAVCTR | 8 |  |  |  | Active | Yes | IN-BLR-ANANTA-VAV-1408_8 | uuid://e19df2ab-ae3d-470f-aba0-e18677a67d1a | {"asset":{"guid":"uuid://e19df2ab-ae3d-470f-aba0-e18677a67d1a","site":"in-blr-ananta","name":"vav-1408"}} | KNND | [5 empty] | BACnet MS/TP | 121408 | 11653 | [21 empty] | HLI-74 | Proxied Device | Good | KNND | 10 | N/A |  |  |  | neptronic_evcbseries | NEPTRONIC-EVCBSERIES
1829 | Building Management System | VAV-1409 | VAV-1409 | Neptronic | EVCB SERIES | Standard | Serial | VAVCTR | 8 |  |  |  | Active | Yes | IN-BLR-ANANTA-VAV-1409_8 | uuid://361a0cde-b593-4192-9ac0-07a87557ecbe | {"asset":{"guid":"uuid://361a0cde-b593-4192-9ac0-07a87557ecbe","site":"in-blr-ananta","name":"vav-1409"}} | KNND | [5 empty] | BACnet MS/TP | 121409 | 11653 | [21 empty] | HLI-74 | Proxied Device | Good | KNND | 10 | N/A |  |  |  | neptronic_evcbseries | NEPTRONIC-EVCBSERIES
1830 | Building Management System | VAV-1410 | VAV-1410 | Neptronic | EVCB SERIES | Standard | Serial | VAVCTR | 8 |  |  |  | Active | Yes | IN-BLR-ANANTA-VAV-1410_8 | uuid://e06b6e93-7a39-47fb-8498-80433ef01a50 | {"asset":{"guid":"uuid://e06b6e93-7a39-47fb-8498-80433ef01a50","site":"in-blr-ananta","name":"vav-1410"}} | KNND | [5 empty] | BACnet MS/TP | 121410 | 11653 | [21 empty] | HLI-74 | Proxied Device | Good | KNND | 10 | N/A |  |  |  | neptronic_evcbseries | NEPTRONIC-EVCBSERIES
1831 | Building Management System | VAV-1411 | VAV-1411 | Neptronic | EVCB SERIES | Standard | Serial | VAVCTR | 8 |  |  |  | Active | Yes | IN-BLR-ANANTA-VAV-1411_8 | uuid://5f05adca-1cb1-41b8-9831-b6f5753c9c36 | {"asset":{"guid":"uuid://5f05adca-1cb1-41b8-9831-b6f5753c9c36","site":"in-blr-ananta","name":"vav-1411"}} | KNND | [5 empty] | BACnet MS/TP | 121411 | 11653 | [21 empty] | HLI-74 | Proxied Device | Good | KNND | 10 | N/A |  |  |  | neptronic_evcbseries | NEPTRONIC-EVCBSERIES
1832 | Building Management System | VAV-1412 | VAV-1412 | Neptronic | EVCB SERIES | Standard | Serial | VAVCTR | 8 |  |  |  | Active | Yes | IN-BLR-ANANTA-VAV-1412_8 | uuid://54c8e976-b02a-402f-aebb-aa3c3a4f5ed7 | {"asset":{"guid":"uuid://54c8e976-b02a-402f-aebb-aa3c3a4f5ed7","site":"in-blr-ananta","name":"vav-1412"}} | KNND | [5 empty] | BACnet MS/TP | 121412 | 11653 | [21 empty] | HLI-74 | Proxied Device | Good | KNND | 10 | N/A |  |  |  | neptronic_evcbseries | NEPTRONIC-EVCBSERIES
1833 | Building Management System | VAV-1413 | VAV-1413 | Neptronic | EVCB SERIES | Standard | Serial | VAVCTR | 8 |  |  |  | Active | Yes | IN-BLR-ANANTA-VAV-1413_8 | uuid://5f400606-1c08-44e8-90f8-7a03badec714 | {"asset":{"guid":"uuid://5f400606-1c08-44e8-90f8-7a03badec714","site":"in-blr-ananta","name":"vav-1413"}} | KNND | [5 empty] | BACnet MS/TP | 121413 | 11653 | [21 empty] | HLI-74 | Proxied Device | Good | KNND | 10 | N/A |  |  |  | neptronic_evcbseries | NEPTRONIC-EVCBSERIES
1834 | Building Management System | VAV-1414 | VAV-1414 | Neptronic | EVCB SERIES | Standard | Serial | VAVCTR | 8 |  |  |  | Active | Yes | IN-BLR-ANANTA-VAV-1414_8 | uuid://d7dc8dca-7250-493b-ab76-027ff2606d0c | {"asset":{"guid":"uuid://d7dc8dca-7250-493b-ab76-027ff2606d0c","site":"in-blr-ananta","name":"vav-1414"}} | KNND | [5 empty] | BACnet MS/TP | 121414 | 11653 | [21 empty] | HLI-74 | Proxied Device | Good | KNND | 10 | N/A |  |  |  | neptronic_evcbseries | NEPTRONIC-EVCBSERIES
1835 | Building Management System | VAV-1415 | VAV-1415 | Neptronic | EVCB SERIES | Standard | Serial | VAVCTR | 8 |  |  |  | Active | Yes | IN-BLR-ANANTA-VAV-1415_8 | uuid://8b69a368-35f9-40d6-9f78-33ff5d07d77f | {"asset":{"guid":"uuid://8b69a368-35f9-40d6-9f78-33ff5d07d77f","site":"in-blr-ananta","name":"vav-1415"}} | KNND | [5 empty] | BACnet MS/TP | 121415 | 11653 | [21 empty] | HLI-74 | Proxied Device | Good | KNND | 10 | N/A |  |  |  | neptronic_evcbseries | NEPTRONIC-EVCBSERIES
1836 | Building Management System | VAV-1416 | VAV-1416 | Neptronic | EVCB SERIES | Standard | Serial | VAVCTR | 8 |  |  |  | Active | Yes | IN-BLR-ANANTA-VAV-1416_8 | uuid://74363a55-7f86-4f81-85a9-c2e4653904a4 | {"asset":{"guid":"uuid://74363a55-7f86-4f81-85a9-c2e4653904a4","site":"in-blr-ananta","name":"vav-1416"}} | KNND | [5 empty] | BACnet MS/TP | 121416 | 11653 | [21 empty] | HLI-74 | Proxied Device | Good | KNND | 10 | N/A |  |  |  | neptronic_evcbseries | NEPTRONIC-EVCBSERIES
1837 | Building Management System | VAV-1417 | VAV-1417 | Neptronic | EVCB SERIES | Standard | Serial | VAVCTR | 8 |  |  |  | Active | Yes | IN-BLR-ANANTA-VAV-1417_8 | uuid://1ce9e58b-cc06-4b1b-a3eb-ddfcb1b8148b | {"asset":{"guid":"uuid://1ce9e58b-cc06-4b1b-a3eb-ddfcb1b8148b","site":"in-blr-ananta","name":"vav-1417"}} | KNND | [5 empty] | BACnet MS/TP | 121417 | 11653 | [21 empty] | HLI-74 | Proxied Device | Good | KNND | 10 | N/A |  |  |  | neptronic_evcbseries | NEPTRONIC-EVCBSERIES
1838 | Building Management System | VAV-1418 | VAV-1418 | Neptronic | EVCB SERIES | Standard | Serial | VAVCTR | 8 |  |  |  | Active | Yes | IN-BLR-ANANTA-VAV-1418_8 | uuid://c41a526c-4b99-4f1e-bd11-d4b054bcd724 | {"asset":{"guid":"uuid://c41a526c-4b99-4f1e-bd11-d4b054bcd724","site":"in-blr-ananta","name":"vav-1418"}} | KNND | [5 empty] | BACnet MS/TP | 121418 | 11653 | [21 empty] | HLI-74 | Proxied Device | Good | KNND | 10 | N/A |  |  |  | neptronic_evcbseries | NEPTRONIC-EVCBSERIES
1839 | Building Management System | VAV-1419 | VAV-1419 | Neptronic | EVCB SERIES | Standard | Serial | VAVCTR | 8 |  |  |  | Active | Yes | IN-BLR-ANANTA-VAV-1419_8 | uuid://bfa4239b-4640-4706-bbae-b945a4137657 | {"asset":{"guid":"uuid://bfa4239b-4640-4706-bbae-b945a4137657","site":"in-blr-ananta","name":"vav-1419"}} | KNND | [5 empty] | BACnet MS/TP | 121419 | 11653 | [21 empty] | HLI-74 | Proxied Device | Good | KNND | 10 | N/A |  |  |  | neptronic_evcbseries | NEPTRONIC-EVCBSERIES
1840 | Building Management System | VAV-1420 | VAV-1420 | Neptronic | EVCB SERIES | Standard | Serial | VAVCTR | 8 |  |  |  | Active | Yes | IN-BLR-ANANTA-VAV-1420_8 | uuid://d1ba338c-9575-47ec-8838-add79b809513 | {"asset":{"guid":"uuid://d1ba338c-9575-47ec-8838-add79b809513","site":"in-blr-ananta","name":"vav-1420"}} | KNND | [5 empty] | BACnet MS/TP | 121420 | 11653 | [21 empty] | HLI-74 | Proxied Device | Good | KNND | 10 | N/A |  |  |  | neptronic_evcbseries | NEPTRONIC-EVCBSERIES
1841 | Building Management System | VAV-1421 | VAV-1421 | Neptronic | EVCB SERIES | Standard | Serial | VAVCTR | 8 |  |  |  | Active | Yes | IN-BLR-ANANTA-VAV-1421_8 | uuid://cc17e760-a595-4bd5-a622-9fea4cee66fc | {"asset":{"guid":"uuid://cc17e760-a595-4bd5-a622-9fea4cee66fc","site":"in-blr-ananta","name":"vav-1421"}} | KNND | [5 empty] | BACnet MS/TP | 121421 | 11653 | [21 empty] | HLI-74 | Proxied Device | Good | KNND | 10 | N/A |  |  |  | neptronic_evcbseries | NEPTRONIC-EVCBSERIES
1842 | Building Management System | VAV-1422 | VAV-1422 | Neptronic | EVCB SERIES | Standard | Serial | VAVCTR | 8 |  |  |  | Active | Yes | IN-BLR-ANANTA-VAV-1422_8 | uuid://be045ae9-6008-4e8b-a6f1-622017411b94 | {"asset":{"guid":"uuid://be045ae9-6008-4e8b-a6f1-622017411b94","site":"in-blr-ananta","name":"vav-1422"}} | KNND | [5 empty] | BACnet MS/TP | 121422 | 11653 | [21 empty] | HLI-74 | Proxied Device | Good | KNND | 10 | N/A |  |  |  | neptronic_evcbseries | NEPTRONIC-EVCBSERIES
1843 | Building Management System | VAV-1423 | VAV-1423 | Neptronic | EVCB SERIES | Standard | Serial | VAVCTR | 8 |  |  |  | Active | Yes | IN-BLR-ANANTA-VAV-1423_8 | uuid://d78c7d8e-0eb6-4ac5-852b-983ee3bda207 | {"asset":{"guid":"uuid://d78c7d8e-0eb6-4ac5-852b-983ee3bda207","site":"in-blr-ananta","name":"vav-1423"}} | KNND | [5 empty] | BACnet MS/TP | 121423 | 11653 | [21 empty] | HLI-74 | Proxied Device | Good | KNND | 10 | N/A |  |  |  | neptronic_evcbseries | NEPTRONIC-EVCBSERIES
1844 | Building Management System | VAV-1424 | VAV-1424 | Neptronic | EVCB SERIES | Standard | Serial | VAVCTR | 8 |  |  |  | Active | Yes | IN-BLR-ANANTA-VAV-1424_8 | uuid://5bddc969-9d6d-40b7-9c3a-7b65ba900943 | {"asset":{"guid":"uuid://5bddc969-9d6d-40b7-9c3a-7b65ba900943","site":"in-blr-ananta","name":"vav-1424"}} | KNND | [5 empty] | BACnet MS/TP | 121424 | 11654 | [21 empty] | HLI-74 | Proxied Device | Good | KNND | 10 | N/A |  |  |  | neptronic_evcbseries | NEPTRONIC-EVCBSERIES
1845 | Building Management System | VAV-1425 | VAV-1425 | Neptronic | EVCB SERIES | Standard | Serial | VAVCTR | 8 |  |  |  | Active | Yes | IN-BLR-ANANTA-VAV-1425_8 | uuid://6d74261e-d4cc-44f7-849a-67e8b5cea290 | {"asset":{"guid":"uuid://6d74261e-d4cc-44f7-849a-67e8b5cea290","site":"in-blr-ananta","name":"vav-1425"}} | KNND | [5 empty] | BACnet MS/TP | 121425 | 11654 | [21 empty] | HLI-74 | Proxied Device | Good | KNND | 10 | N/A |  |  |  | neptronic_evcbseries | NEPTRONIC-EVCBSERIES
1846 | Building Management System | VAV-1426 | VAV-1426 | Neptronic | EVCB SERIES | Standard | Serial | VAVCTR | 8 |  |  |  | Active | Yes | IN-BLR-ANANTA-VAV-1426_8 | uuid://ca89345a-73d5-489a-bd16-b61a9045bb8f | {"asset":{"guid":"uuid://ca89345a-73d5-489a-bd16-b61a9045bb8f","site":"in-blr-ananta","name":"vav-1426"}} | KNND | [5 empty] | BACnet MS/TP | 121426 | 11653 | [21 empty] | HLI-74 | Proxied Device | Good | KNND | 10 | N/A |  |  |  | neptronic_evcbseries | NEPTRONIC-EVCBSERIES
1847 | Building Management System | VAV-1427 | VAV-1427 | Neptronic | EVCB SERIES | Standard | Serial | VAVCTR | 8 |  |  |  | Active | Yes | IN-BLR-ANANTA-VAV-1427_8 | uuid://1810442e-b334-438b-9c77-83b5e0a891e0 | {"asset":{"guid":"uuid://1810442e-b334-438b-9c77-83b5e0a891e0","site":"in-blr-ananta","name":"vav-1427"}} | KNND | [5 empty] | BACnet MS/TP | 121427 | 11654 | [21 empty] | HLI-74 | Proxied Device | Good | KNND | 10 | N/A |  |  |  | neptronic_evcbseries | NEPTRONIC-EVCBSERIES
1848 | Building Management System | VAV-1428 | VAV-1428 | Neptronic | EVCB SERIES | Standard | Serial | VAVCTR | 8 |  |  |  | Active | Yes | IN-BLR-ANANTA-VAV-1428_8 | uuid://316d8e0f-96f0-4dba-a8bd-52b677b49707 | {"asset":{"guid":"uuid://316d8e0f-96f0-4dba-a8bd-52b677b49707","site":"in-blr-ananta","name":"vav-1428"}} | KNND | [5 empty] | BACnet MS/TP | 121428 | 11654 | [21 empty] | HLI-74 | Proxied Device | Good | KNND | 10 | N/A |  |  |  | neptronic_evcbseries | NEPTRONIC-EVCBSERIES
1849 | Building Management System | VAV-1429 | VAV-1429 | Neptronic | EVCB SERIES | Standard | Serial | VAVCTR | 8 |  |  |  | Active | Yes | IN-BLR-ANANTA-VAV-1429_8 | uuid://436493b6-96bd-4c26-937b-7421c3207a75 | {"asset":{"guid":"uuid://436493b6-96bd-4c26-937b-7421c3207a75","site":"in-blr-ananta","name":"vav-1429"}} | KNND | [5 empty] | BACnet MS/TP | 121429 | 11654 | [21 empty] | HLI-74 | Proxied Device | Good | KNND | 10 | N/A |  |  |  | neptronic_evcbseries | NEPTRONIC-EVCBSERIES
1850 | Building Management System | VAV-1430 | VAV-1430 | Neptronic | EVCB SERIES | Standard | Serial | VAVCTR | 8 |  |  |  | Active | Yes | IN-BLR-ANANTA-VAV-1430_8 | uuid://2081eed2-1d21-4ef0-898c-112fcc9d3d8f | {"asset":{"guid":"uuid://2081eed2-1d21-4ef0-898c-112fcc9d3d8f","site":"in-blr-ananta","name":"vav-1430"}} | KNND | [5 empty] | BACnet MS/TP | 121430 | 11654 | [21 empty] | HLI-74 | Proxied Device | Good | KNND | 10 | N/A |  |  |  | neptronic_evcbseries | NEPTRONIC-EVCBSERIES
1851 | Building Management System | VAV-1431 | VAV-1431 | Neptronic | EVCB SERIES | Standard | Serial | VAVCTR | 8 |  |  |  | Active | Yes | IN-BLR-ANANTA-VAV-1431_8 | uuid://0af1af3d-de6a-40c7-a66c-44c4e3d0624d | {"asset":{"guid":"uuid://0af1af3d-de6a-40c7-a66c-44c4e3d0624d","site":"in-blr-ananta","name":"vav-1431"}} | KNND | [5 empty] | BACnet MS/TP | 121431 | 11654 | [21 empty] | HLI-74 | Proxied Device | Good | KNND | 10 | N/A |  |  |  | neptronic_evcbseries | NEPTRONIC-EVCBSERIES
1852 | Building Management System | VAV-1432 | VAV-1432 | Neptronic | EVCB SERIES | Standard | Serial | VAVCTR | 8 |  |  |  | Active | Yes | IN-BLR-ANANTA-VAV-1432_8 | uuid://d37a7635-37e6-44bd-8c4a-6b6227543599 | {"asset":{"guid":"uuid://d37a7635-37e6-44bd-8c4a-6b6227543599","site":"in-blr-ananta","name":"vav-1432"}} | KNND | [5 empty] | BACnet MS/TP | 121432 | 11654 | [21 empty] | HLI-74 | Proxied Device | Good | KNND | 10 | N/A |  |  |  | neptronic_evcbseries | NEPTRONIC-EVCBSERIES
1853 | Building Management System | VAV-1433 | VAV-1433 | Neptronic | EVCB SERIES | Standard | Serial | VAVCTR | 8 |  |  |  | Active | Yes | IN-BLR-ANANTA-VAV-1433_8 | uuid://0a074f7c-fe28-4471-8bec-41caed9041fd | {"asset":{"guid":"uuid://0a074f7c-fe28-4471-8bec-41caed9041fd","site":"in-blr-ananta","name":"vav-1433"}} | KNND | [5 empty] | BACnet MS/TP | 121433 | 11654 | [21 empty] | HLI-74 | Proxied Device | Good | KNND | 10 | N/A |  |  |  | neptronic_evcbseries | NEPTRONIC-EVCBSERIES
1854 | Building Management System | VAV-1434 | VAV-1434 | Neptronic | EVCB SERIES | Standard | Serial | VAVCTR | 8 |  |  |  | Active | Yes | IN-BLR-ANANTA-VAV-1434_8 | uuid://d2540b1a-4880-48de-8db1-0075a314f828 | {"asset":{"guid":"uuid://d2540b1a-4880-48de-8db1-0075a314f828","site":"in-blr-ananta","name":"vav-1434"}} | KNND | [5 empty] | BACnet MS/TP | 121434 | 11654 | [21 empty] | HLI-74 | Proxied Device | Good | KNND | 10 | N/A |  |  |  | neptronic_evcbseries | NEPTRONIC-EVCBSERIES
1855 | Building Management System | VAV-1435 | VAV-1435 | Neptronic | EVCB SERIES | Standard | Serial | VAVCTR | 8 |  |  |  | Active | Yes | IN-BLR-ANANTA-VAV-1435_8 | uuid://deb30663-03d9-43a3-b3c9-6fda2e050259 | {"asset":{"guid":"uuid://deb30663-03d9-43a3-b3c9-6fda2e050259","site":"in-blr-ananta","name":"vav-1435"}} | KNND | [5 empty] | BACnet MS/TP | 121435 | 11654 | [21 empty] | HLI-74 | Proxied Device | Good | KNND | 10 | N/A |  |  |  | neptronic_evcbseries | NEPTRONIC-EVCBSERIES
1856 | Building Management System | VAV-1436 | VAV-1436 | Neptronic | EVCB SERIES | Standard | Serial | VAVCTR | 8 |  |  |  | Active | Yes | IN-BLR-ANANTA-VAV-1436_8 | uuid://8e464837-15f3-4ce7-a0d4-82c9be47f7de | {"asset":{"guid":"uuid://8e464837-15f3-4ce7-a0d4-82c9be47f7de","site":"in-blr-ananta","name":"vav-1436"}} | KNND | [5 empty] | BACnet MS/TP | 121436 | 11654 | [21 empty] | HLI-74 | Proxied Device | Good | KNND | 10 | N/A |  |  |  | neptronic_evcbseries | NEPTRONIC-EVCBSERIES
1857 | Building Management System | VAV-1437 | VAV-1437 | Neptronic | EVCB SERIES | Standard | Serial | VAVCTR | 8 |  |  |  | Active | Yes | IN-BLR-ANANTA-VAV-1437_8 | uuid://4320846b-662f-46a5-b8f1-787eef08c8cd | {"asset":{"guid":"uuid://4320846b-662f-46a5-b8f1-787eef08c8cd","site":"in-blr-ananta","name":"vav-1437"}} | KNND | [5 empty] | BACnet MS/TP | 121437 | 11654 | [21 empty] | HLI-74 | Proxied Device | Good | KNND | 10 | N/A |  |  |  | neptronic_evcbseries | NEPTRONIC-EVCBSERIES
1858 | Building Management System | VAV-1438 | VAV-1438 | Neptronic | EVCB SERIES | Standard | Serial | VAVCTR | 8 |  |  |  | Active | Yes | IN-BLR-ANANTA-VAV-1438_8 | uuid://aab8bc69-7f1a-4ea9-9eaf-a8b24cbb6244 | {"asset":{"guid":"uuid://aab8bc69-7f1a-4ea9-9eaf-a8b24cbb6244","site":"in-blr-ananta","name":"vav-1438"}} | KNND | [5 empty] | BACnet MS/TP | 121438 | 11654 | [21 empty] | HLI-74 | Proxied Device | Good | KNND | 10 | N/A |  |  |  | neptronic_evcbseries | NEPTRONIC-EVCBSERIES
1859 | Building Management System | VAV-1439 | VAV-1439 | Neptronic | EVCB SERIES | Standard | Serial | VAVCTR | 8 |  |  |  | Active | Yes | IN-BLR-ANANTA-VAV-1439_8 | uuid://88d69868-b748-4c5d-aa1b-cd3b3cd7134c | {"asset":{"guid":"uuid://88d69868-b748-4c5d-aa1b-cd3b3cd7134c","site":"in-blr-ananta","name":"vav-1439"}} | KNND | [5 empty] | BACnet MS/TP | 121439 | 11654 | [21 empty] | HLI-74 | Proxied Device | Good | KNND | 10 | N/A |  |  |  | neptronic_evcbseries | NEPTRONIC-EVCBSERIES
1860 | Building Management System | VAV-1440 | VAV-1440 | Neptronic | EVCB SERIES | Standard | Serial | VAVCTR | 8 |  |  |  | Active | Yes | IN-BLR-ANANTA-VAV-1440_8 | uuid://aecdf528-9401-4d36-a478-7d03c597b75c | {"asset":{"guid":"uuid://aecdf528-9401-4d36-a478-7d03c597b75c","site":"in-blr-ananta","name":"vav-1440"}} | KNND | [5 empty] | BACnet MS/TP | 121440 | 11654 | [21 empty] | HLI-74 | Proxied Device | Good | KNND | 10 | N/A |  |  |  | neptronic_evcbseries | NEPTRONIC-EVCBSERIES
1861 | Building Management System | VAV-1441 | VAV-1441 | Neptronic | EVCB SERIES | Standard | Serial | VAVCTR | 8 |  |  |  | Active | Yes | IN-BLR-ANANTA-VAV-1441_8 | uuid://70fbeb48-94c3-471e-af96-76071c70b71b | {"asset":{"guid":"uuid://70fbeb48-94c3-471e-af96-76071c70b71b","site":"in-blr-ananta","name":"vav-1441"}} | KNND | [5 empty] | BACnet MS/TP | 121441 | 11654 | [21 empty] | HLI-74 | Proxied Device | Good | KNND | 10 | N/A |  |  |  | neptronic_evcbseries | NEPTRONIC-EVCBSERIES
1862 | Building Management System | VAV-1442 | VAV-1442 | Neptronic | EVCB SERIES | Standard | Serial | VAVCTR | 8 |  |  |  | Active | Yes | IN-BLR-ANANTA-VAV-1442_8 | uuid://e2a214ef-6925-4e14-b621-87c3d64e42b5 | {"asset":{"guid":"uuid://e2a214ef-6925-4e14-b621-87c3d64e42b5","site":"in-blr-ananta","name":"vav-1442"}} | KNND | [5 empty] | BACnet MS/TP | 121442 | 11654 | [21 empty] | HLI-74 | Proxied Device | Good | KNND | 10 | N/A |  |  |  | neptronic_evcbseries | NEPTRONIC-EVCBSERIES
1863 | Building Management System | VAV-1443 | VAV-1443 | Neptronic | EVCB SERIES | Standard | Serial | VAVCTR | 8 |  |  |  | Active | Yes | IN-BLR-ANANTA-VAV-1443_8 | uuid://7759808c-6734-4e45-8df9-3a32082dfd55 | {"asset":{"guid":"uuid://7759808c-6734-4e45-8df9-3a32082dfd55","site":"in-blr-ananta","name":"vav-1443"}} | KNND | [5 empty] | BACnet MS/TP | 121443 | 11654 | [21 empty] | HLI-74 | Proxied Device | Good | KNND | 10 | N/A |  |  |  | neptronic_evcbseries | NEPTRONIC-EVCBSERIES
1864 | Building Management System | VAV-1444 | VAV-1444 | Neptronic | EVCB SERIES | Standard | Serial | VAVCTR | 8 |  |  |  | Active | Yes | IN-BLR-ANANTA-VAV-1444_8 | uuid://2cbb6b9c-24fc-4d29-acc0-a7dddaf18d2b | {"asset":{"guid":"uuid://2cbb6b9c-24fc-4d29-acc0-a7dddaf18d2b","site":"in-blr-ananta","name":"vav-1444"}} | KNND | [5 empty] | BACnet MS/TP | 121444 | 11651 | [21 empty] | HLI-69 | Proxied Device | Good | KNND | 10 | N/A |  |  |  | neptronic_evcbseries | NEPTRONIC-EVCBSERIES
1865 | Building Management System | VAV-1445 | VAV-1445 | Neptronic | EVCB SERIES | Standard | Serial | VAVCTR | 8 |  |  |  | Active | Yes | IN-BLR-ANANTA-VAV-1445_8 | uuid://10f446b2-a295-4122-91eb-fe8466be4e2f | {"asset":{"guid":"uuid://10f446b2-a295-4122-91eb-fe8466be4e2f","site":"in-blr-ananta","name":"vav-1445"}} | KNND | [5 empty] | BACnet MS/TP | 121445 | 11651 | [21 empty] | HLI-69 | Proxied Device | Good | KNND | 10 | N/A |  |  |  | neptronic_evcbseries | NEPTRONIC-EVCBSERIES
1866 | Building Management System | VAV-1446 | VAV-1446 | Neptronic | EVCB SERIES | Standard | Serial | VAVCTR | 8 |  |  |  | Active | Yes | IN-BLR-ANANTA-VAV-1446_8 | uuid://c5431bdd-449c-44fc-867c-bf9cd7d16ca2 | {"asset":{"guid":"uuid://c5431bdd-449c-44fc-867c-bf9cd7d16ca2","site":"in-blr-ananta","name":"vav-1446"}} | KNND | [5 empty] | BACnet MS/TP | 121446 | 11651 | [21 empty] | HLI-69 | Proxied Device | Good | KNND | 10 | N/A |  |  |  | neptronic_evcbseries | NEPTRONIC-EVCBSERIES
1867 | Building Management System | VAV-1447 | VAV-1447 | Neptronic | EVCB SERIES | Standard | Serial | VAVCTR | 8 |  |  |  | Active | Yes | IN-BLR-ANANTA-VAV-1447_8 | uuid://69197153-9db8-40d2-bfcb-7c995437bac2 | {"asset":{"guid":"uuid://69197153-9db8-40d2-bfcb-7c995437bac2","site":"in-blr-ananta","name":"vav-1447"}} | KNND | [5 empty] | BACnet MS/TP | 121447 | 11651 | [21 empty] | HLI-69 | Proxied Device | Good | KNND | 10 | N/A |  |  |  | neptronic_evcbseries | NEPTRONIC-EVCBSERIES
1868 | Building Management System | VAV-1448 | VAV-1448 | Neptronic | EVCB SERIES | Standard | Serial | VAVCTR | 8 |  |  |  | Active | Yes | IN-BLR-ANANTA-VAV-1448_8 | uuid://f92d28b8-c2bc-46c4-a79b-67afe7187388 | {"asset":{"guid":"uuid://f92d28b8-c2bc-46c4-a79b-67afe7187388","site":"in-blr-ananta","name":"vav-1448"}} | KNND | [5 empty] | BACnet MS/TP | 121448 | 11651 | [21 empty] | HLI-69 | Proxied Device | Good | KNND | 10 | N/A |  |  |  | neptronic_evcbseries | NEPTRONIC-EVCBSERIES
1869 | Building Management System | VAV-1449 | VAV-1449 | Neptronic | EVCB SERIES | Standard | Serial | VAVCTR | 8 |  |  |  | Active | Yes | IN-BLR-ANANTA-VAV-1449_8 | uuid://897729eb-b9aa-4ebc-a5d1-3fb37deae378 | {"asset":{"guid":"uuid://897729eb-b9aa-4ebc-a5d1-3fb37deae378","site":"in-blr-ananta","name":"vav-1449"}} | KNND | [5 empty] | BACnet MS/TP | 121449 | 11651 | [21 empty] | HLI-69 | Proxied Device | Good | KNND | 10 | N/A |  |  |  | neptronic_evcbseries | NEPTRONIC-EVCBSERIES
1870 | Building Management System | VAV-1450 | VAV-1450 | Neptronic | EVCB SERIES | Standard | Serial | VAVCTR | 8 |  |  |  | Active | Yes | IN-BLR-ANANTA-VAV-1450_8 | uuid://d5626ba4-035a-4d64-971e-06ec581d34f7 | {"asset":{"guid":"uuid://d5626ba4-035a-4d64-971e-06ec581d34f7","site":"in-blr-ananta","name":"vav-1450"}} | KNND | [5 empty] | BACnet MS/TP | 121450 | 11651 | [21 empty] | HLI-69 | Proxied Device | Good | KNND | 10 | N/A |  |  |  | neptronic_evcbseries | NEPTRONIC-EVCBSERIES
1871 | Building Management System | VAV-1451 | VAV-1451 | Neptronic | EVCB SERIES | Standard | Serial | VAVCTR | 8 |  |  |  | Active | Yes | IN-BLR-ANANTA-VAV-1451_8 | uuid://cb0ad6c4-580b-48a2-84a1-ed60eb699a40 | {"asset":{"guid":"uuid://cb0ad6c4-580b-48a2-84a1-ed60eb699a40","site":"in-blr-ananta","name":"vav-1451"}} | KNND | [5 empty] | BACnet MS/TP | 121451 | 11651 | [21 empty] | HLI-69 | Proxied Device | Good | KNND | 10 | N/A |  |  |  | neptronic_evcbseries | NEPTRONIC-EVCBSERIES
1872 | Building Management System | VAV-1452 | VAV-1452 | Neptronic | EVCB SERIES | Standard | Serial | VAVCTR | 8 |  |  |  | Active | Yes | IN-BLR-ANANTA-VAV-1452_8 | uuid://6512fbce-fced-4f08-a620-4b7d1ff44a76 | {"asset":{"guid":"uuid://6512fbce-fced-4f08-a620-4b7d1ff44a76","site":"in-blr-ananta","name":"vav-1452"}} | KNND | [5 empty] | BACnet MS/TP | 121452 | 11651 | [21 empty] | HLI-69 | Proxied Device | Good | KNND | 10 | N/A |  |  |  | neptronic_evcbseries | NEPTRONIC-EVCBSERIES
1873 | Building Management System | VAV-1453 | VAV-1453 | Neptronic | EVCB SERIES | Standard | Serial | VAVCTR | 8 |  |  |  | Active | Yes | IN-BLR-ANANTA-VAV-1453_8 | uuid://a08d57fc-13f6-41f4-aba9-179fa5906e71 | {"asset":{"guid":"uuid://a08d57fc-13f6-41f4-aba9-179fa5906e71","site":"in-blr-ananta","name":"vav-1453"}} | KNND | [5 empty] | BACnet MS/TP | 121453 | 11651 | [21 empty] | HLI-69 | Proxied Device | Good | KNND | 10 | N/A |  |  |  | neptronic_evcbseries | NEPTRONIC-EVCBSERIES
1874 | Building Management System | VAV-1454 | VAV-1454 | Neptronic | EVCB SERIES | Standard | Serial | VAVCTR | 8 |  |  |  | Active | Yes | IN-BLR-ANANTA-VAV-1454_8 | uuid://b0262345-a5eb-4ff1-8a89-e7bfb3258983 | {"asset":{"guid":"uuid://b0262345-a5eb-4ff1-8a89-e7bfb3258983","site":"in-blr-ananta","name":"vav-1454"}} | KNND | [5 empty] | BACnet MS/TP | 121454 | 11651 | [21 empty] | HLI-69 | Proxied Device | Good | KNND | 10 | N/A |  |  |  | neptronic_evcbseries | NEPTRONIC-EVCBSERIES
1875 | Building Management System | VAV-1455 | VAV-1455 | Neptronic | EVCB SERIES | Standard | Serial | VAVCTR | 8 |  |  |  | Active | Yes | IN-BLR-ANANTA-VAV-1455_8 | uuid://4bc4df52-c31c-4112-92d5-2fa80cb11cf5 | {"asset":{"guid":"uuid://4bc4df52-c31c-4112-92d5-2fa80cb11cf5","site":"in-blr-ananta","name":"vav-1455"}} | KNND | [5 empty] | BACnet MS/TP | 121455 | 11651 | [21 empty] | HLI-69 | Proxied Device | Good | KNND | 10 | N/A |  |  |  | neptronic_evcbseries | NEPTRONIC-EVCBSERIES
1876 | Building Management System | VAV-1456 | VAV-1456 | Neptronic | EVCB SERIES | Standard | Serial | VAVCTR | 8 |  |  |  | Active | Yes | IN-BLR-ANANTA-VAV-1456_8 | uuid://1c4425ac-1368-4385-972f-4f6e4126523b | {"asset":{"guid":"uuid://1c4425ac-1368-4385-972f-4f6e4126523b","site":"in-blr-ananta","name":"vav-1456"}} | KNND | [5 empty] | BACnet MS/TP | 121456 | 11651 | [21 empty] | HLI-69 | Proxied Device | Good | KNND | 10 | N/A |  |  |  | neptronic_evcbseries | NEPTRONIC-EVCBSERIES
1877 | Building Management System | VAV-1457 | VAV-1457 | Neptronic | EVCB SERIES | Standard | Serial | VAVCTR | 8 |  |  |  | Active | Yes | IN-BLR-ANANTA-VAV-1457_8 | uuid://73ad1c03-196a-45b3-9428-db5436ddcfc7 | {"asset":{"guid":"uuid://73ad1c03-196a-45b3-9428-db5436ddcfc7","site":"in-blr-ananta","name":"vav-1457"}} | KNND | [5 empty] | BACnet MS/TP | 121457 | 11651 | [21 empty] | HLI-69 | Proxied Device | Good | KNND | 10 | N/A |  |  |  | neptronic_evcbseries | NEPTRONIC-EVCBSERIES
1878 | Building Management System | VAV-1458 | VAV-1458 | Neptronic | EVCB SERIES | Standard | Serial | VAVCTR | 8 |  |  |  | Active | Yes | IN-BLR-ANANTA-VAV-1458_8 | uuid://2f8648bb-34ca-4abe-a04f-684c3f5e0492 | {"asset":{"guid":"uuid://2f8648bb-34ca-4abe-a04f-684c3f5e0492","site":"in-blr-ananta","name":"vav-1458"}} | KNND | [5 empty] | BACnet MS/TP | 121458 | 11651 | [21 empty] | HLI-69 | Proxied Device | Good | KNND | 10 | N/A |  |  |  | neptronic_evcbseries | NEPTRONIC-EVCBSERIES
1879 | Building Management System | VAV-1459 | VAV-1459 | Neptronic | EVCB SERIES | Standard | Serial | VAVCTR | 8 |  |  |  | Active | Yes | IN-BLR-ANANTA-VAV-1459_8 | uuid://b82b6b92-c68c-46b2-8d6e-92cf93060d2b | {"asset":{"guid":"uuid://b82b6b92-c68c-46b2-8d6e-92cf93060d2b","site":"in-blr-ananta","name":"vav-1459"}} | KNND | [5 empty] | BACnet MS/TP | 121459 | 11652 | [21 empty] | HLI-69 | Proxied Device | Good | KNND | 10 | N/A |  |  |  | neptronic_evcbseries | NEPTRONIC-EVCBSERIES
1880 | Building Management System | VAV-1460 | VAV-1460 | Neptronic | EVCB SERIES | Standard | Serial | VAVCTR | 8 |  |  |  | Active | Yes | IN-BLR-ANANTA-VAV-1460_8 | uuid://34de397c-d33d-4def-9ce5-9f566744ccf0 | {"asset":{"guid":"uuid://34de397c-d33d-4def-9ce5-9f566744ccf0","site":"in-blr-ananta","name":"vav-1460"}} | KNND | [5 empty] | BACnet MS/TP | 121460 | 11652 | [21 empty] | HLI-69 | Proxied Device | Good | KNND | 10 | N/A |  |  |  | neptronic_evcbseries | NEPTRONIC-EVCBSERIES
1881 | Building Management System | VAV-1461 | VAV-1461 | Neptronic | EVCB SERIES | Standard | Serial | VAVCTR | 8 |  |  |  | Active | Yes | IN-BLR-ANANTA-VAV-1461_8 | uuid://6deaad71-5c9a-4e70-b275-efa57e16dd50 | {"asset":{"guid":"uuid://6deaad71-5c9a-4e70-b275-efa57e16dd50","site":"in-blr-ananta","name":"vav-1461"}} | KNND | [5 empty] | BACnet MS/TP | 121461 | 11652 | [21 empty] | HLI-69 | Proxied Device | Good | KNND | 10 | N/A |  |  |  | neptronic_evcbseries | NEPTRONIC-EVCBSERIES
1882 | Building Management System | VAV-1462 | VAV-1462 | Neptronic | EVCB SERIES | Standard | Serial | VAVCTR | 8 |  |  |  | Active | Yes | IN-BLR-ANANTA-VAV-1462_8 | uuid://199c22e3-6291-4ce1-b72d-142603f746ba | {"asset":{"guid":"uuid://199c22e3-6291-4ce1-b72d-142603f746ba","site":"in-blr-ananta","name":"vav-1462"}} | KNND | [5 empty] | BACnet MS/TP | 121462 | 11652 | [21 empty] | HLI-69 | Proxied Device | Good | KNND | 10 | N/A |  |  |  | neptronic_evcbseries | NEPTRONIC-EVCBSERIES
1883 | Building Management System | VAV-1463 | VAV-1463 | Neptronic | EVCB SERIES | Standard | Serial | VAVCTR | 8 |  |  |  | Active | Yes | IN-BLR-ANANTA-VAV-1463_8 | uuid://de250d12-eb82-4c33-ab19-54ca9fd560d4 | {"asset":{"guid":"uuid://de250d12-eb82-4c33-ab19-54ca9fd560d4","site":"in-blr-ananta","name":"vav-1463"}} | KNND | [5 empty] | BACnet MS/TP | 121463 | 11652 | [21 empty] | HLI-69 | Proxied Device | Good | KNND | 10 | N/A |  |  |  | neptronic_evcbseries | NEPTRONIC-EVCBSERIES
1884 | Building Management System | VAV-1464 | VAV-1464 | Neptronic | EVCB SERIES | Standard | Serial | VAVCTR | 8 |  |  |  | Active | Yes | IN-BLR-ANANTA-VAV-1464_8 | uuid://2782856e-93f0-4da3-8681-110032edb173 | {"asset":{"guid":"uuid://2782856e-93f0-4da3-8681-110032edb173","site":"in-blr-ananta","name":"vav-1464"}} | KNND | [5 empty] | BACnet MS/TP | 121464 | 11652 | [21 empty] | HLI-69 | Proxied Device | Good | KNND | 10 | N/A |  |  |  | neptronic_evcbseries | NEPTRONIC-EVCBSERIES
1885 | Building Management System | VAV-1465 | VAV-1465 | Neptronic | EVCB SERIES | Standard | Serial | VAVCTR | 8 |  |  |  | Active | Yes | IN-BLR-ANANTA-VAV-1465_8 | uuid://356bd6c5-3e64-40ca-805a-a1a880ab4efd | {"asset":{"guid":"uuid://356bd6c5-3e64-40ca-805a-a1a880ab4efd","site":"in-blr-ananta","name":"vav-1465"}} | KNND | [5 empty] | BACnet MS/TP | 121465 | 11652 | [21 empty] | HLI-69 | Proxied Device | Good | KNND | 10 | N/A |  |  |  | neptronic_evcbseries | NEPTRONIC-EVCBSERIES
1886 | Building Management System | VAV-1466 | VAV-1466 | Neptronic | EVCB SERIES | Standard | Serial | VAVCTR | 8 |  |  |  | Active | Yes | IN-BLR-ANANTA-VAV-1466_8 | uuid://543a7ce0-a8ce-4df6-82dc-84483e76ea60 | {"asset":{"guid":"uuid://543a7ce0-a8ce-4df6-82dc-84483e76ea60","site":"in-blr-ananta","name":"vav-1466"}} | KNND | [5 empty] | BACnet MS/TP | 121466 | 11652 | [21 empty] | HLI-69 | Proxied Device | Good | KNND | 10 | N/A |  |  |  | neptronic_evcbseries | NEPTRONIC-EVCBSERIES
1887 | Building Management System | VAV-1467 | VAV-1467 | Neptronic | EVCB SERIES | Standard | Serial | VAVCTR | 8 |  |  |  | Active | Yes | IN-BLR-ANANTA-VAV-1467_8 | uuid://d7d72243-4305-496b-80d0-be7c6c26714d | {"asset":{"guid":"uuid://d7d72243-4305-496b-80d0-be7c6c26714d","site":"in-blr-ananta","name":"vav-1467"}} | KNND | [5 empty] | BACnet MS/TP | 121467 | 11652 | [21 empty] | HLI-69 | Proxied Device | Good | KNND | 10 | N/A |  |  |  | neptronic_evcbseries | NEPTRONIC-EVCBSERIES
1888 | Building Management System | VAV-1468 | VAV-1468 | Neptronic | EVCB SERIES | Standard | Serial | VAVCTR | 8 |  |  |  | Active | Yes | IN-BLR-ANANTA-VAV-1468_8 | uuid://6a94cd8a-53ec-4d92-b80f-09b6113ab59c | {"asset":{"guid":"uuid://6a94cd8a-53ec-4d92-b80f-09b6113ab59c","site":"in-blr-ananta","name":"vav-1468"}} | KNND | [5 empty] | BACnet MS/TP | 121468 | 11652 | [21 empty] | HLI-69 | Proxied Device | Good | KNND | 10 | N/A |  |  |  | neptronic_evcbseries | NEPTRONIC-EVCBSERIES
1889 | Building Management System | VAV-1469 | VAV-1469 | Neptronic | EVCB SERIES | Standard | Serial | VAVCTR | 8 |  |  |  | Active | Yes | IN-BLR-ANANTA-VAV-1469_8 | uuid://c2a13b27-14cf-4e69-86bd-88b6fb3d29b7 | {"asset":{"guid":"uuid://c2a13b27-14cf-4e69-86bd-88b6fb3d29b7","site":"in-blr-ananta","name":"vav-1469"}} | KNND | [5 empty] | BACnet MS/TP | 121469 | 11652 | [21 empty] | HLI-69 | Proxied Device | Good | KNND | 10 | N/A |  |  |  | neptronic_evcbseries | NEPTRONIC-EVCBSERIES
1890 | Building Management System | VAV-1470 | VAV-1470 | Neptronic | EVCB SERIES | Standard | Serial | VAVCTR | 8 |  |  |  | Active | Yes | IN-BLR-ANANTA-VAV-1470_8 | uuid://af17cbdc-f292-4544-a688-13a1cb53b3d4 | {"asset":{"guid":"uuid://af17cbdc-f292-4544-a688-13a1cb53b3d4","site":"in-blr-ananta","name":"vav-1470"}} | KNND | [5 empty] | BACnet MS/TP | 121470 | 11652 | [21 empty] | HLI-69 | Proxied Device | Good | KNND | 10 | N/A |  |  |  | neptronic_evcbseries | NEPTRONIC-EVCBSERIES
1891 | Building Management System | VAV-1471 | VAV-1471 | Neptronic | EVCB SERIES | Standard | Serial | VAVCTR | 8 |  |  |  | Active | Yes | IN-BLR-ANANTA-VAV-1471_8 | uuid://fe60b038-41c9-4a44-95eb-803c77bba123 | {"asset":{"guid":"uuid://fe60b038-41c9-4a44-95eb-803c77bba123","site":"in-blr-ananta","name":"vav-1471"}} | KNND | [5 empty] | BACnet MS/TP | 121471 | 11652 | [21 empty] | HLI-69 | Proxied Device | Good | KNND | 10 | N/A |  |  |  | neptronic_evcbseries | NEPTRONIC-EVCBSERIES
1892 | Building Management System | VAV-1472 | VAV-1472 | Neptronic | EVCB SERIES | Standard | Serial | VAVCTR | 8 |  |  |  | Active | Yes | IN-BLR-ANANTA-VAV-1472_8 | uuid://701d7c02-625f-4ded-842e-31315e86c8dd | {"asset":{"guid":"uuid://701d7c02-625f-4ded-842e-31315e86c8dd","site":"in-blr-ananta","name":"vav-1472"}} | KNND | [5 empty] | BACnet MS/TP | 121472 | 11652 | [21 empty] | HLI-69 | Proxied Device | Good | KNND | 10 | N/A |  |  |  | neptronic_evcbseries | NEPTRONIC-EVCBSERIES
1893 | Building Management System | VAV-1473 | VAV-1473 | Neptronic | EVCB SERIES | Standard | Serial | VAVCTR | 8 |  |  |  | Active | Yes | IN-BLR-ANANTA-VAV-1473_8 | uuid://41ac9b15-1291-49b5-9b20-63ca277218f8 | {"asset":{"guid":"uuid://41ac9b15-1291-49b5-9b20-63ca277218f8","site":"in-blr-ananta","name":"vav-1473"}} | KNND | [5 empty] | BACnet MS/TP | 121473 | 11652 | [21 empty] | HLI-69 | Proxied Device | Good | KNND | 10 | N/A |  |  |  | neptronic_evcbseries | NEPTRONIC-EVCBSERIES
1894 | Building Management System | VAV-1474 | VAV-1474 | Neptronic | EVCB SERIES | Standard | Serial | VAVCTR | 8 |  |  |  | Active | Yes | IN-BLR-ANANTA-VAV-1474_8 | uuid://57c4aac2-b5d5-40fe-89c6-5972ffab256f | {"asset":{"guid":"uuid://57c4aac2-b5d5-40fe-89c6-5972ffab256f","site":"in-blr-ananta","name":"vav-1474"}} | KNND | [5 empty] | BACnet MS/TP | 121474 | 11655 | [21 empty] | HLI-67 | Proxied Device | Good | KNND | 10 | N/A |  |  |  | neptronic_evcbseries | NEPTRONIC-EVCBSERIES
1895 | Building Management System | VAV-1475 | VAV-1475 | Neptronic | EVCB SERIES | Standard | Serial | VAVCTR | 8 |  |  |  | Active | Yes | IN-BLR-ANANTA-VAV-1475_8 | uuid://25c6ce92-5ae5-4133-bb84-90876f18c8d5 | {"asset":{"guid":"uuid://25c6ce92-5ae5-4133-bb84-90876f18c8d5","site":"in-blr-ananta","name":"vav-1475"}} | KNND | [5 empty] | BACnet MS/TP | 121475 | 11655 | [21 empty] | HLI-67 | Proxied Device | Good | KNND | 10 | N/A |  |  |  | neptronic_evcbseries | NEPTRONIC-EVCBSERIES
1896 | Building Management System | VAV-1476 | VAV-1476 | Neptronic | EVCB SERIES | Standard | Serial | VAVCTR | 8 |  |  |  | Active | Yes | IN-BLR-ANANTA-VAV-1476_8 | uuid://f005e3ba-3ec3-48ac-8098-29f6fcb1de6d | {"asset":{"guid":"uuid://f005e3ba-3ec3-48ac-8098-29f6fcb1de6d","site":"in-blr-ananta","name":"vav-1476"}} | KNND | [5 empty] | BACnet MS/TP | 121476 | 11655 | [21 empty] | HLI-67 | Proxied Device | Good | KNND | 10 | N/A |  |  |  | neptronic_evcbseries | NEPTRONIC-EVCBSERIES
1897 | Building Management System | VAV-1477 | VAV-1477 | Neptronic | EVCB SERIES | Standard | Serial | VAVCTR | 8 |  |  |  | Active | Yes | IN-BLR-ANANTA-VAV-1477_8 | uuid://56f3bd65-c9dd-45b3-a63e-d7cfd8e008c7 | {"asset":{"guid":"uuid://56f3bd65-c9dd-45b3-a63e-d7cfd8e008c7","site":"in-blr-ananta","name":"vav-1477"}} | KNND | [5 empty] | BACnet MS/TP | 121477 | 11655 | [21 empty] | HLI-67 | Proxied Device | Good | KNND | 10 | N/A |  |  |  | neptronic_evcbseries | NEPTRONIC-EVCBSERIES
1898 | Building Management System | VAV-1478 | VAV-1478 | Neptronic | EVCB SERIES | Standard | Serial | VAVCTR | 8 |  |  |  | Active | Yes | IN-BLR-ANANTA-VAV-1478_8 | uuid://1ff2d401-f899-4ea0-9825-ca1f0cae7271 | {"asset":{"guid":"uuid://1ff2d401-f899-4ea0-9825-ca1f0cae7271","site":"in-blr-ananta","name":"vav-1478"}} | KNND | [5 empty] | BACnet MS/TP | 121478 | 11655 | [21 empty] | HLI-67 | Proxied Device | Good | KNND | 10 | N/A |  |  |  | neptronic_evcbseries | NEPTRONIC-EVCBSERIES
1899 | Building Management System | VAV-1479 | VAV-1479 | Neptronic | EVCB SERIES | Standard | Serial | VAVCTR | 8 |  |  |  | Active | Yes | IN-BLR-ANANTA-VAV-1479_8 | uuid://810e2efa-5ab3-49c6-bd1c-901c287ae1e7 | {"asset":{"guid":"uuid://810e2efa-5ab3-49c6-bd1c-901c287ae1e7","site":"in-blr-ananta","name":"vav-1479"}} | KNND | [5 empty] | BACnet MS/TP | 121479 | 11655 | [21 empty] | HLI-67 | Proxied Device | Good | KNND | 10 | N/A |  |  |  | neptronic_evcbseries | NEPTRONIC-EVCBSERIES
1900 | Building Management System | VAV-1480 | VAV-1480 | Neptronic | EVCB SERIES | Standard | Serial | VAVCTR | 8 |  |  |  | Active | Yes | IN-BLR-ANANTA-VAV-1480_8 | uuid://a79871b3-4e8b-462a-ad70-158e3ab24252 | {"asset":{"guid":"uuid://a79871b3-4e8b-462a-ad70-158e3ab24252","site":"in-blr-ananta","name":"vav-1480"}} | KNND | [5 empty] | BACnet MS/TP | 121480 | 11655 | [21 empty] | HLI-67 | Proxied Device | Good | KNND | 10 | N/A |  |  |  | neptronic_evcbseries | NEPTRONIC-EVCBSERIES
1901 | Building Management System | VAV-1481 | VAV-1481 | Neptronic | EVCB SERIES | Standard | Serial | VAVCTR | 8 |  |  |  | Active | Yes | IN-BLR-ANANTA-VAV-1481_8 | uuid://b3171012-ffe5-412a-833f-225d0cec31f7 | {"asset":{"guid":"uuid://b3171012-ffe5-412a-833f-225d0cec31f7","site":"in-blr-ananta","name":"vav-1481"}} | KNND | [5 empty] | BACnet MS/TP | 121481 | 11655 | [21 empty] | HLI-67 | Proxied Device | Good | KNND | 10 | N/A |  |  |  | neptronic_evcbseries | NEPTRONIC-EVCBSERIES
1902 | Building Management System | VAV-1482 | VAV-1482 | Neptronic | EVCB SERIES | Standard | Serial | VAVCTR | 8 |  |  |  | Active | Yes | IN-BLR-ANANTA-VAV-1482_8 | uuid://2ccb73cb-e563-4f3f-b428-ab6d80802ccd | {"asset":{"guid":"uuid://2ccb73cb-e563-4f3f-b428-ab6d80802ccd","site":"in-blr-ananta","name":"vav-1482"}} | KNND | [5 empty] | BACnet MS/TP | 121482 | 11655 | [21 empty] | HLI-67 | Proxied Device | Good | KNND | 10 | N/A |  |  |  | neptronic_evcbseries | NEPTRONIC-EVCBSERIES
1903 | Building Management System | VAV-1483 | VAV-1483 | Neptronic | EVCB SERIES | Standard | Serial | VAVCTR | 8 |  |  |  | Active | Yes | IN-BLR-ANANTA-VAV-1483_8 | uuid://a8437dfc-c5fe-4f50-8a70-dc68f14c644b | {"asset":{"guid":"uuid://a8437dfc-c5fe-4f50-8a70-dc68f14c644b","site":"in-blr-ananta","name":"vav-1483"}} | KNND | [5 empty] | BACnet MS/TP | 121483 | 11655 | [21 empty] | HLI-67 | Proxied Device | Good | KNND | 10 | N/A |  |  |  | neptronic_evcbseries | NEPTRONIC-EVCBSERIES
1904 | Building Management System | VAV-1484 | VAV-1484 | Neptronic | EVCB SERIES | Standard | Serial | VAVCTR | 8 |  |  |  | Active | Yes | IN-BLR-ANANTA-VAV-1484_8 | uuid://b451556c-ce9e-4a9b-bd70-8d95132f2837 | {"asset":{"guid":"uuid://b451556c-ce9e-4a9b-bd70-8d95132f2837","site":"in-blr-ananta","name":"vav-1484"}} | KNND | [5 empty] | BACnet MS/TP | 121484 | 11655 | [21 empty] | HLI-67 | Proxied Device | Good | KNND | 10 | N/A |  |  |  | neptronic_evcbseries | NEPTRONIC-EVCBSERIES
1905 | Building Management System | VAV-1485 | VAV-1485 | Neptronic | EVCB SERIES | Standard | Serial | VAVCTR | 8 |  |  |  | Active | Yes | IN-BLR-ANANTA-VAV-1485_8 | uuid://ee062b9f-f4e3-4a69-9f8b-cfc78d23ea64 | {"asset":{"guid":"uuid://ee062b9f-f4e3-4a69-9f8b-cfc78d23ea64","site":"in-blr-ananta","name":"vav-1485"}} | KNND | [5 empty] | BACnet MS/TP | 121485 | 11655 | [21 empty] | HLI-67 | Proxied Device | Good | KNND | 10 | N/A |  |  |  | neptronic_evcbseries | NEPTRONIC-EVCBSERIES
1906 | Building Management System | VAV-1486 | VAV-1486 | Neptronic | EVCB SERIES | Standard | Serial | VAVCTR | 8 |  |  |  | Active | Yes | IN-BLR-ANANTA-VAV-1486_8 | uuid://8e6da2a7-b759-4d18-ab3e-6a3765d9c89a | {"asset":{"guid":"uuid://8e6da2a7-b759-4d18-ab3e-6a3765d9c89a","site":"in-blr-ananta","name":"vav-1486"}} | KNND | [5 empty] | BACnet MS/TP | 121486 | 11655 | [21 empty] | HLI-67 | Proxied Device | Good | KNND | 10 | N/A |  |  |  | neptronic_evcbseries | NEPTRONIC-EVCBSERIES
1907 | Building Management System | VAV-1487 | VAV-1487 | Neptronic | EVCB SERIES | Standard | Serial | VAVCTR | 8 |  |  |  | Active | Yes | IN-BLR-ANANTA-VAV-1487_8 | uuid://e7cefd51-ac65-4e8d-b4e4-c83358ebae7f | {"asset":{"guid":"uuid://e7cefd51-ac65-4e8d-b4e4-c83358ebae7f","site":"in-blr-ananta","name":"vav-1487"}} | KNND | [5 empty] | BACnet MS/TP | 121487 | 11655 | [21 empty] | HLI-67 | Proxied Device | Good | KNND | 10 | N/A |  |  |  | neptronic_evcbseries | NEPTRONIC-EVCBSERIES
1908 | Building Management System | VAV-1488 | VAV-1488 | Neptronic | EVCB SERIES | Standard | Serial | VAVCTR | 8 |  |  |  | Active | Yes | IN-BLR-ANANTA-VAV-1488_8 | uuid://f12c7c21-1e88-47db-9482-8122a1733fc0 | {"asset":{"guid":"uuid://f12c7c21-1e88-47db-9482-8122a1733fc0","site":"in-blr-ananta","name":"vav-1488"}} | KNND | [5 empty] | BACnet MS/TP | 121488 | 11655 | [21 empty] | HLI-67 | Proxied Device | Good | KNND | 10 | N/A |  |  |  | neptronic_evcbseries | NEPTRONIC-EVCBSERIES
1909 | Building Management System | VAV-1489 | VAV-1489 | Neptronic | EVCB SERIES | Standard | Serial | VAVCTR | 8 |  |  |  | Active | Yes | IN-BLR-ANANTA-VAV-1489_8 | uuid://f89be8f4-8f34-4592-b183-9bdf153767b2 | {"asset":{"guid":"uuid://f89be8f4-8f34-4592-b183-9bdf153767b2","site":"in-blr-ananta","name":"vav-1489"}} | KNND | [5 empty] | BACnet MS/TP | 121489 | 11655 | [21 empty] | HLI-67 | Proxied Device | Good | KNND | 10 | N/A |  |  |  | neptronic_evcbseries | NEPTRONIC-EVCBSERIES
1910 | Building Management System | VAV-1490 | VAV-1490 | Neptronic | EVCB SERIES | Standard | Serial | VAVCTR | 8 |  |  |  | Active | Yes | IN-BLR-ANANTA-VAV-1490_8 | uuid://763b3895-31d0-4363-8206-73b1f76f8b80 | {"asset":{"guid":"uuid://763b3895-31d0-4363-8206-73b1f76f8b80","site":"in-blr-ananta","name":"vav-1490"}} | KNND | [5 empty] | BACnet MS/TP | 121490 | 11655 | [21 empty] | HLI-67 | Proxied Device | Good | KNND | 10 | N/A |  |  |  | neptronic_evcbseries | NEPTRONIC-EVCBSERIES
1911 | Building Management System | VAV-1491 | VAV-1491 | Neptronic | EVCB SERIES | Standard | Serial | VAVCTR | 8 |  |  |  | Active | Yes | IN-BLR-ANANTA-VAV-1491_8 | uuid://13df17dc-3744-4a05-a773-42244f743688 | {"asset":{"guid":"uuid://13df17dc-3744-4a05-a773-42244f743688","site":"in-blr-ananta","name":"vav-1491"}} | KNND | [5 empty] | BACnet MS/TP | 121491 | 11655 | [21 empty] | HLI-67 | Proxied Device | Good | KNND | 10 | N/A |  |  |  | neptronic_evcbseries | NEPTRONIC-EVCBSERIES
1912 | Building Management System | VAV-1492 | VAV-1492 | Neptronic | EVCB SERIES | Standard | Serial | VAVCTR | 8 |  |  |  | Active | Yes | IN-BLR-ANANTA-VAV-1492_8 | uuid://70a2307b-ecef-45eb-8c1b-a225f658da1a | {"asset":{"guid":"uuid://70a2307b-ecef-45eb-8c1b-a225f658da1a","site":"in-blr-ananta","name":"vav-1492"}} | KNND | [5 empty] | BACnet MS/TP | 121492 | 11655 | [21 empty] | HLI-67 | Proxied Device | Good | KNND | 10 | N/A |  |  |  | neptronic_evcbseries | NEPTRONIC-EVCBSERIES
1913 | Building Management System | VAV-1493 | VAV-1493 | Neptronic | EVCB SERIES | Standard | Serial | VAVCTR | 8 |  |  |  | Active | Yes | IN-BLR-ANANTA-VAV-1493_8 | uuid://8e549ad4-8864-41d6-a2f1-0a1605587673 | {"asset":{"guid":"uuid://8e549ad4-8864-41d6-a2f1-0a1605587673","site":"in-blr-ananta","name":"vav-1493"}} | KNND | [5 empty] | BACnet MS/TP | 121493 | 11656 | [21 empty] | HLI-68 | Proxied Device | Good | KNND | 10 | N/A |  |  |  | neptronic_evcbseries | NEPTRONIC-EVCBSERIES
1914 | Building Management System | VAV-1494 | VAV-1494 | Neptronic | EVCB SERIES | Standard | Serial | VAVCTR | 8 |  |  |  | Active | Yes | IN-BLR-ANANTA-VAV-1494_8 | uuid://5729110e-05cb-4c1e-bf4b-e9df3c6edae7 | {"asset":{"guid":"uuid://5729110e-05cb-4c1e-bf4b-e9df3c6edae7","site":"in-blr-ananta","name":"vav-1494"}} | KNND | [5 empty] | BACnet MS/TP | 121494 | 11656 | [21 empty] | HLI-68 | Proxied Device | Good | KNND | 10 | N/A |  |  |  | neptronic_evcbseries | NEPTRONIC-EVCBSERIES
1915 | Building Management System | VAV-1495 | VAV-1495 | Neptronic | EVCB SERIES | Standard | Serial | VAVCTR | 8 |  |  |  | Active | Yes | IN-BLR-ANANTA-VAV-1495_8 | uuid://640d1590-c431-4b23-b99e-b1f41218f1d4 | {"asset":{"guid":"uuid://640d1590-c431-4b23-b99e-b1f41218f1d4","site":"in-blr-ananta","name":"vav-1495"}} | KNND | [5 empty] | BACnet MS/TP | 121495 | 11656 | [21 empty] | HLI-68 | Proxied Device | Good | KNND | 10 | N/A |  |  |  | neptronic_evcbseries | NEPTRONIC-EVCBSERIES
1916 | Building Management System | VAV-1496 | VAV-1496 | Neptronic | EVCB SERIES | Standard | Serial | VAVCTR | 8 |  |  |  | Active | Yes | IN-BLR-ANANTA-VAV-1496_8 | uuid://d353595e-76cb-4381-912f-2c812a76000f | {"asset":{"guid":"uuid://d353595e-76cb-4381-912f-2c812a76000f","site":"in-blr-ananta","name":"vav-1496"}} | KNND | [5 empty] | BACnet MS/TP | 121496 | 11656 | [21 empty] | HLI-68 | Proxied Device | Good | KNND | 10 | N/A |  |  |  | neptronic_evcbseries | NEPTRONIC-EVCBSERIES
1917 | Building Management System | VAV-1497 | VAV-1497 | Neptronic | EVCB SERIES | Standard | Serial | VAVCTR | 8 |  |  |  | Active | Yes | IN-BLR-ANANTA-VAV-1497_8 | uuid://59fd420f-b903-44c2-8a70-6277de8895f4 | {"asset":{"guid":"uuid://59fd420f-b903-44c2-8a70-6277de8895f4","site":"in-blr-ananta","name":"vav-1497"}} | KNND | [5 empty] | BACnet MS/TP | 121497 | 11656 | [21 empty] | HLI-68 | Proxied Device | Good | KNND | 10 | N/A |  |  |  | neptronic_evcbseries | NEPTRONIC-EVCBSERIES
1918 | Building Management System | VAV-1498 | VAV-1498 | Neptronic | EVCB SERIES | Standard | Serial | VAVCTR | 8 |  |  |  | Active | Yes | IN-BLR-ANANTA-VAV-1498_8 | uuid://3f158992-ba31-4681-aa79-b28f69377007 | {"asset":{"guid":"uuid://3f158992-ba31-4681-aa79-b28f69377007","site":"in-blr-ananta","name":"vav-1498"}} | KNND | [5 empty] | BACnet MS/TP | 121498 | 11656 | [21 empty] | HLI-68 | Proxied Device | Good | KNND | 10 | N/A |  |  |  | neptronic_evcbseries | NEPTRONIC-EVCBSERIES
1919 | Building Management System | VAV-1499 | VAV-1499 | Neptronic | EVCB SERIES | Standard | Serial | VAVCTR | 8 |  |  |  | Active | Yes | IN-BLR-ANANTA-VAV-1499_8 | uuid://b0ce1a3b-74c5-41a3-9bef-fb2107ec9234 | {"asset":{"guid":"uuid://b0ce1a3b-74c5-41a3-9bef-fb2107ec9234","site":"in-blr-ananta","name":"vav-1499"}} | KNND | [5 empty] | BACnet MS/TP | 121499 | 11656 | [21 empty] | HLI-68 | Proxied Device | Good | KNND | 10 | N/A |  |  |  | neptronic_evcbseries | NEPTRONIC-EVCBSERIES
1920 | Building Management System | VAV-1500 | VAV-1500 | Neptronic | EVCB SERIES | Standard | Serial | VAVCTR | 8 |  |  |  | Active | Yes | IN-BLR-ANANTA-VAV-1500_8 | uuid://b498c149-7d00-4641-b356-eacc9a27964c | {"asset":{"guid":"uuid://b498c149-7d00-4641-b356-eacc9a27964c","site":"in-blr-ananta","name":"vav-1500"}} | KNND | [5 empty] | BACnet MS/TP | 121500 | 11656 | [21 empty] | HLI-68 | Proxied Device | Good | KNND | 10 | N/A |  |  |  | neptronic_evcbseries | NEPTRONIC-EVCBSERIES
1921 | Building Management System | VAV-1501 | VAV-1501 | Neptronic | EVCB SERIES | Standard | Serial | VAVCTR | 8 |  |  |  | Active | Yes | IN-BLR-ANANTA-VAV-1501_8 | uuid://4ceb180f-93df-43cb-a511-5c15219a6a5b | {"asset":{"guid":"uuid://4ceb180f-93df-43cb-a511-5c15219a6a5b","site":"in-blr-ananta","name":"vav-1501"}} | KNND | [5 empty] | BACnet MS/TP | 121501 | 11656 | [21 empty] | HLI-68 | Proxied Device | Good | KNND | 10 | N/A |  |  |  | neptronic_evcbseries | NEPTRONIC-EVCBSERIES
1922 | Building Management System | VAV-1502 | VAV-1502 | Neptronic | EVCB SERIES | Standard | Serial | VAVCTR | 8 |  |  |  | Active | Yes | IN-BLR-ANANTA-VAV-1502_8 | uuid://59bd8dd4-4138-41bb-9e15-6a80c4a6a743 | {"asset":{"guid":"uuid://59bd8dd4-4138-41bb-9e15-6a80c4a6a743","site":"in-blr-ananta","name":"vav-1502"}} | KNND | [5 empty] | BACnet MS/TP | 121502 | 11656 | [21 empty] | HLI-68 | Proxied Device | Good | KNND | 10 | N/A |  |  |  | neptronic_evcbseries | NEPTRONIC-EVCBSERIES
1923 | Building Management System | VAV-1503 | VAV-1503 | Neptronic | EVCB SERIES | Standard | Serial | VAVCTR | 8 |  |  |  | Active | Yes | IN-BLR-ANANTA-VAV-1503_8 | uuid://1d76e420-4ad2-479d-a94a-a3dd47f2cf12 | {"asset":{"guid":"uuid://1d76e420-4ad2-479d-a94a-a3dd47f2cf12","site":"in-blr-ananta","name":"vav-1503"}} | KNND | [5 empty] | BACnet MS/TP | 121503 | 11656 | [21 empty] | HLI-68 | Proxied Device | Good | KNND | 10 | N/A |  |  |  | neptronic_evcbseries | NEPTRONIC-EVCBSERIES
1924 | Building Management System | VAV-1504 | VAV-1504 | Neptronic | EVCB SERIES | Standard | Serial | VAVCTR | 8 |  |  |  | Active | Yes | IN-BLR-ANANTA-VAV-1504_8 | uuid://e9c79d35-5b9d-4a14-bf78-a0fbcf1aaefd | {"asset":{"guid":"uuid://e9c79d35-5b9d-4a14-bf78-a0fbcf1aaefd","site":"in-blr-ananta","name":"vav-1504"}} | KNND | [5 empty] | BACnet MS/TP | 121504 | 11656 | [21 empty] | HLI-68 | Proxied Device | Good | KNND | 10 | N/A |  |  |  | neptronic_evcbseries | NEPTRONIC-EVCBSERIES
1925 | Building Management System | VAV-1505 | VAV-1505 | Neptronic | EVCB SERIES | Standard | Serial | VAVCTR | 8 |  |  |  | Active | Yes | IN-BLR-ANANTA-VAV-1505_8 | uuid://897b4410-03be-4d76-b5fa-bbba55ae323b | {"asset":{"guid":"uuid://897b4410-03be-4d76-b5fa-bbba55ae323b","site":"in-blr-ananta","name":"vav-1505"}} | KNND | [5 empty] | BACnet MS/TP | 121505 | 11656 | [21 empty] | HLI-68 | Proxied Device | Good | KNND | 10 | N/A |  |  |  | neptronic_evcbseries | NEPTRONIC-EVCBSERIES
1926 | Building Management System | VAV-1506 | VAV-1506 | Neptronic | EVCB SERIES | Standard | Serial | VAVCTR | 8 |  |  |  | Active | Yes | IN-BLR-ANANTA-VAV-1506_8 | uuid://1281dcec-2fc7-42f9-8a5f-dee9221cd978 | {"asset":{"guid":"uuid://1281dcec-2fc7-42f9-8a5f-dee9221cd978","site":"in-blr-ananta","name":"vav-1506"}} | KNND | [5 empty] | BACnet MS/TP | 121506 | 11656 | [21 empty] | HLI-68 | Proxied Device | Good | KNND | 10 | N/A |  |  |  | neptronic_evcbseries | NEPTRONIC-EVCBSERIES
1927 | Building Management System | VAV-1507 | VAV-1507 | Neptronic | EVCB SERIES | Standard | Serial | VAVCTR | 8 |  |  |  | Active | Yes | IN-BLR-ANANTA-VAV-1507_8 | uuid://209126c7-3c52-474d-8739-883011e5d329 | {"asset":{"guid":"uuid://209126c7-3c52-474d-8739-883011e5d329","site":"in-blr-ananta","name":"vav-1507"}} | KNND | [5 empty] | BACnet MS/TP | 121507 | 11656 | [21 empty] | HLI-68 | Proxied Device | Good | KNND | 10 | N/A |  |  |  | neptronic_evcbseries | NEPTRONIC-EVCBSERIES
1928 | Building Management System | VAV-1508 | VAV-1508 | Neptronic | EVCB SERIES | Standard | Serial | VAVCTR | 8 |  |  |  | Active | Yes | IN-BLR-ANANTA-VAV-1508_8 | uuid://4c5e4df1-a39e-4838-83e6-e6126f8a156b | {"asset":{"guid":"uuid://4c5e4df1-a39e-4838-83e6-e6126f8a156b","site":"in-blr-ananta","name":"vav-1508"}} | KNND | [5 empty] | BACnet MS/TP | 121508 | 11656 | [21 empty] | HLI-68 | Proxied Device | Good | KNND | 10 | N/A |  |  |  | neptronic_evcbseries | NEPTRONIC-EVCBSERIES
1929 | Building Management System | VAV-1509 | VAV-1509 | Neptronic | EVCB SERIES | Standard | Serial | VAVCTR |  |  |  |  | Active | Yes | IN-BLR-ANANTA-VAV-1509_ | uuid://2cd77b1d-0111-4f63-9946-b1cef47d7398 | {"asset":{"guid":"uuid://2cd77b1d-0111-4f63-9946-b1cef47d7398","site":"in-blr-ananta","name":"vav-1509"}} | KNND | [5 empty] | BACnet MS/TP | 121509 | [23 empty] | Proxied Device | Good | KNND | 10 | N/A |  |  |  | neptronic_evcbseries | NEPTRONIC-EVCBSERIES
1930 | Building Management System | VAV-1510 | VAV-1510 | Neptronic | EVCB SERIES | Standard | Serial | VAVCTR |  |  |  |  | Active | Yes | IN-BLR-ANANTA-VAV-1510_ | uuid://971376d5-adb5-4939-a14a-dce40880dfe1 | {"asset":{"guid":"uuid://971376d5-adb5-4939-a14a-dce40880dfe1","site":"in-blr-ananta","name":"vav-1510"}} | KNND | [5 empty] | BACnet MS/TP | 121510 | [23 empty] | Proxied Device | Good | KNND | 10 | N/A |  |  |  | neptronic_evcbseries | NEPTRONIC-EVCBSERIES
1931 | Building Management System | VAV-1511 | VAV-1511 | Neptronic | EVCB SERIES | Standard | Serial | VAVCTR |  |  |  |  | Active | Yes | IN-BLR-ANANTA-VAV-1511_ | uuid://6a70031c-6533-4928-a46d-734a8578319b | {"asset":{"guid":"uuid://6a70031c-6533-4928-a46d-734a8578319b","site":"in-blr-ananta","name":"vav-1511"}} | KNND | [5 empty] | BACnet MS/TP | 121511 | [23 empty] | Proxied Device | Good | KNND | 10 | N/A |  |  |  | neptronic_evcbseries | NEPTRONIC-EVCBSERIES
1932 | Building Management System | VAV-1512 | VAV-1512 | Neptronic | EVCB SERIES | Standard | Serial | VAVCTR |  |  |  |  | Active | Yes | IN-BLR-ANANTA-VAV-1512_ | uuid://020a3cac-4b4a-4863-bac0-5af6c9bfab6b | {"asset":{"guid":"uuid://020a3cac-4b4a-4863-bac0-5af6c9bfab6b","site":"in-blr-ananta","name":"vav-1512"}} | KNND | [5 empty] | BACnet MS/TP | 121512 | [23 empty] | Proxied Device | Good | KNND | 10 | N/A |  |  |  | neptronic_evcbseries | NEPTRONIC-EVCBSERIES
1933 | Building Management System | VAV-1513 | VAV-1513 | Neptronic | EVCB SERIES | Standard | Serial | VAVCTR |  |  |  |  | Active | Yes | IN-BLR-ANANTA-VAV-1513_ | uuid://2cb53179-0184-43f7-b199-d656da8aaea3 | {"asset":{"guid":"uuid://2cb53179-0184-43f7-b199-d656da8aaea3","site":"in-blr-ananta","name":"vav-1513"}} | KNND | [5 empty] | BACnet MS/TP | 121513 | [23 empty] | Proxied Device | Good | KNND | 10 | N/A |  |  |  | neptronic_evcbseries | NEPTRONIC-EVCBSERIES
1934 | Building Management System | VAV-1514 | VAV-1514 | Neptronic | EVCB SERIES | Standard | Serial | VAVCTR |  |  |  |  | Active | Yes | IN-BLR-ANANTA-VAV-1514_ | uuid://4c24c03c-80c8-47f7-8d6a-3497f20962bc | {"asset":{"guid":"uuid://4c24c03c-80c8-47f7-8d6a-3497f20962bc","site":"in-blr-ananta","name":"vav-1514"}} | KNND | [5 empty] | BACnet MS/TP | 121514 | [23 empty] | Proxied Device | Good | KNND | 10 | N/A |  |  |  | neptronic_evcbseries | NEPTRONIC-EVCBSERIES
1935 | Building Management System | VAV-1515 | VAV-1515 | Neptronic | EVCB SERIES | Standard | Serial | VAVCTR |  |  |  |  | Active | Yes | IN-BLR-ANANTA-VAV-1515_ | uuid://0cbec98f-42f1-4d64-9d7a-ba1a2cb28947 | {"asset":{"guid":"uuid://0cbec98f-42f1-4d64-9d7a-ba1a2cb28947","site":"in-blr-ananta","name":"vav-1515"}} | KNND | [5 empty] | BACnet MS/TP | 121515 | [23 empty] | Proxied Device | Good | KNND | 10 | N/A |  |  |  | neptronic_evcbseries | NEPTRONIC-EVCBSERIES
1936 | Building Management System | VAV-1516 | VAV-1516 | Neptronic | EVCB SERIES | Standard | Serial | VAVCTR |  |  |  |  | Active | Yes | IN-BLR-ANANTA-VAV-1516_ | uuid://8f575ead-c155-4c1c-9522-53023eb9cd91 | {"asset":{"guid":"uuid://8f575ead-c155-4c1c-9522-53023eb9cd91","site":"in-blr-ananta","name":"vav-1516"}} | KNND | [5 empty] | BACnet MS/TP | 121516 | [23 empty] | Proxied Device | Good | KNND | 10 | N/A |  |  |  | neptronic_evcbseries | NEPTRONIC-EVCBSERIES
1937 | Building Management System | VAV-1517 | VAV-1517 | Neptronic | EVCB SERIES | Standard | Serial | VAVCTR |  |  |  |  | Active | Yes | IN-BLR-ANANTA-VAV-1517_ | uuid://73a3d0c4-94e4-4205-805b-4eae7ea1e13c | {"asset":{"guid":"uuid://73a3d0c4-94e4-4205-805b-4eae7ea1e13c","site":"in-blr-ananta","name":"vav-1517"}} | KNND | [5 empty] | BACnet MS/TP | 121517 | [23 empty] | Proxied Device | Good | KNND | 10 | N/A |  |  |  | neptronic_evcbseries | NEPTRONIC-EVCBSERIES
1938 | Building Management System | VAV-1518 | VAV-1518 | Neptronic | EVCB SERIES | Standard | Serial | VAVCTR |  |  |  |  | Active | Yes | IN-BLR-ANANTA-VAV-1518_ | uuid://3817293e-aaf7-441c-a946-f3e8d969a0df | {"asset":{"guid":"uuid://3817293e-aaf7-441c-a946-f3e8d969a0df","site":"in-blr-ananta","name":"vav-1518"}} | KNND | [5 empty] | BACnet MS/TP | 121518 | [23 empty] | Proxied Device | Good | KNND | 10 | N/A |  |  |  | neptronic_evcbseries | NEPTRONIC-EVCBSERIES
1939 | Building Management System | VAV-1519 | VAV-1519 | Neptronic | EVCB SERIES | Standard | Serial | VAVCTR |  |  |  |  | Active | Yes | IN-BLR-ANANTA-VAV-1519_ | uuid://59360e3b-d5b4-40e2-8417-197bfff192f5 | {"asset":{"guid":"uuid://59360e3b-d5b4-40e2-8417-197bfff192f5","site":"in-blr-ananta","name":"vav-1519"}} | KNND | [5 empty] | BACnet MS/TP | 121519 | [23 empty] | Proxied Device | Good | KNND | 10 | N/A |  |  |  | neptronic_evcbseries | NEPTRONIC-EVCBSERIES
1940 | Building Management System | VAV-1520 | VAV-1520 | Neptronic | EVCB SERIES | Standard | Serial | VAVCTR |  |  |  |  | Active | Yes | IN-BLR-ANANTA-VAV-1520_ | uuid://dcceccb3-cea0-4798-aa28-fd55aa4c48b0 | {"asset":{"guid":"uuid://dcceccb3-cea0-4798-aa28-fd55aa4c48b0","site":"in-blr-ananta","name":"vav-1520"}} | KNND | [5 empty] | BACnet MS/TP | 121520 | [23 empty] | Proxied Device | Good | KNND | 10 | N/A |  |  |  | neptronic_evcbseries | NEPTRONIC-EVCBSERIES
1941 | Building Management System | VAV-1521 | VAV-1521 | Neptronic | EVCB SERIES | Standard | Serial | VAVCTR |  |  |  |  | Active | Yes | IN-BLR-ANANTA-VAV-1521_ | uuid://7a2d5ab6-ac9b-4240-8f37-724f85eb2cf4 | {"asset":{"guid":"uuid://7a2d5ab6-ac9b-4240-8f37-724f85eb2cf4","site":"in-blr-ananta","name":"vav-1521"}} | KNND | [5 empty] | BACnet MS/TP | 121521 | [23 empty] | Proxied Device | Good | KNND | 10 | N/A |  |  |  | neptronic_evcbseries | NEPTRONIC-EVCBSERIES
1942 | Building Management System | VAV-1522 | VAV-1522 | Neptronic | EVCB SERIES | Standard | Serial | VAVCTR |  |  |  |  | Active | Yes | IN-BLR-ANANTA-VAV-1522_ | uuid://b8de1306-9d51-4afc-b2bf-7060a8eead95 | {"asset":{"guid":"uuid://b8de1306-9d51-4afc-b2bf-7060a8eead95","site":"in-blr-ananta","name":"vav-1522"}} | KNND | [5 empty] | BACnet MS/TP | 121522 | [23 empty] | Proxied Device | Good | KNND | 10 | N/A |  |  |  | neptronic_evcbseries | NEPTRONIC-EVCBSERIES
1943 | Building Management System | VAV-1523 | VAV-1523 | Neptronic | EVCB SERIES | Standard | Serial | VAVCTR |  |  |  |  | Active | Yes | IN-BLR-ANANTA-VAV-1523_ | uuid://7b14a5f9-d48a-4642-b20f-c25440f8e909 | {"asset":{"guid":"uuid://7b14a5f9-d48a-4642-b20f-c25440f8e909","site":"in-blr-ananta","name":"vav-1523"}} | KNND | [5 empty] | BACnet MS/TP | 121523 | [23 empty] | Proxied Device | Good | KNND | 10 | N/A |  |  |  | neptronic_evcbseries | NEPTRONIC-EVCBSERIES
1944 | Building Management System | VAV-1524 | VAV-1524 | Neptronic | EVCB SERIES | Standard | Serial | VAVCTR |  |  |  |  | Active | Yes | IN-BLR-ANANTA-VAV-1524_ | uuid://1eb3c2f0-dc8c-4ae4-8f51-a89e1f2c8f92 | {"asset":{"guid":"uuid://1eb3c2f0-dc8c-4ae4-8f51-a89e1f2c8f92","site":"in-blr-ananta","name":"vav-1524"}} | KNND | [5 empty] | BACnet MS/TP | 121524 | [23 empty] | Proxied Device | Good | KNND | 10 | N/A |  |  |  | neptronic_evcbseries | NEPTRONIC-EVCBSERIES
1945 | Building Management System | VAV-1525 | VAV-1525 | Neptronic | EVCB SERIES | Standard | Serial | VAVCTR |  |  |  |  | Active | Yes | IN-BLR-ANANTA-VAV-1525_ | uuid://984924a7-98c4-4b22-b70b-5ccf242136ad | {"asset":{"guid":"uuid://984924a7-98c4-4b22-b70b-5ccf242136ad","site":"in-blr-ananta","name":"vav-1525"}} | KNND | [5 empty] | BACnet MS/TP | 121525 | [23 empty] | Proxied Device | Good | KNND | 10 | N/A |  |  |  | neptronic_evcbseries | NEPTRONIC-EVCBSERIES
1946 | Building Management System | VAV-1526 | VAV-1526 | Neptronic | EVCB SERIES | Standard | Serial | VAVCTR |  |  |  |  | Active | Yes | IN-BLR-ANANTA-VAV-1526_ | uuid://c60ae84b-413f-41d8-99e4-77ceff36fd8b | {"asset":{"guid":"uuid://c60ae84b-413f-41d8-99e4-77ceff36fd8b","site":"in-blr-ananta","name":"vav-1526"}} | KNND | [5 empty] | BACnet MS/TP | 121526 | [23 empty] | Proxied Device | Good | KNND | 10 | N/A |  |  |  | neptronic_evcbseries | NEPTRONIC-EVCBSERIES
1947 | Building Management System | VAV-1527 | VAV-1527 | Neptronic | EVCB SERIES | Standard | Serial | VAVCTR |  |  |  |  | Active | Yes | IN-BLR-ANANTA-VAV-1527_ | uuid://4df605ee-0bc4-48fd-a4b7-2a744ef0d9d1 | {"asset":{"guid":"uuid://4df605ee-0bc4-48fd-a4b7-2a744ef0d9d1","site":"in-blr-ananta","name":"vav-1527"}} | KNND | [5 empty] | BACnet MS/TP | 121527 | [23 empty] | Proxied Device | Good | KNND | 10 | N/A |  |  |  | neptronic_evcbseries | NEPTRONIC-EVCBSERIES
1948 | Building Management System | VAV-1528 | VAV-1528 | Neptronic | EVCB SERIES | Standard | Serial | VAVCTR |  |  |  |  | Active | Yes | IN-BLR-ANANTA-VAV-1528_ | uuid://34e47564-e6e9-4bf2-aabb-5fc2b2b6ca9d | {"asset":{"guid":"uuid://34e47564-e6e9-4bf2-aabb-5fc2b2b6ca9d","site":"in-blr-ananta","name":"vav-1528"}} | KNND | [5 empty] | BACnet MS/TP | 121528 | [23 empty] | Proxied Device | Good | KNND | 10 | N/A |  |  |  | neptronic_evcbseries | NEPTRONIC-EVCBSERIES
1949 | Building Management System | VAV-1529 | VAV-1529 | Neptronic | EVCB SERIES | Standard | Serial | VAVCTR |  |  |  |  | Active | Yes | IN-BLR-ANANTA-VAV-1529_ | uuid://b15f894a-17aa-46e0-b3a0-182368cee28b | {"asset":{"guid":"uuid://b15f894a-17aa-46e0-b3a0-182368cee28b","site":"in-blr-ananta","name":"vav-1529"}} | KNND | [5 empty] | BACnet MS/TP | 121529 | [23 empty] | Proxied Device | Good | KNND | 10 | N/A |  |  |  | neptronic_evcbseries | NEPTRONIC-EVCBSERIES
1950 | Building Management System | VAV-1530 | VAV-1530 | Neptronic | EVCB SERIES | Standard | Serial | VAVCTR |  |  |  |  | Active | Yes | IN-BLR-ANANTA-VAV-1530_ | uuid://7dab5c73-8f16-442b-ba4f-b71848f310d6 | {"asset":{"guid":"uuid://7dab5c73-8f16-442b-ba4f-b71848f310d6","site":"in-blr-ananta","name":"vav-1530"}} | KNND | [5 empty] | BACnet MS/TP | 121530 | [23 empty] | Proxied Device | Good | KNND | 10 | N/A |  |  |  | neptronic_evcbseries | NEPTRONIC-EVCBSERIES
1951 | Building Management System | VAV-1531 | VAV-1531 | Neptronic | EVCB SERIES | Standard | Serial | VAVCTR |  |  |  |  | Active | Yes | IN-BLR-ANANTA-VAV-1531_ | uuid://94b93997-b7d7-417c-9e2c-edda02ae8d86 | {"asset":{"guid":"uuid://94b93997-b7d7-417c-9e2c-edda02ae8d86","site":"in-blr-ananta","name":"vav-1531"}} | KNND | [5 empty] | BACnet MS/TP | 121531 | [23 empty] | Proxied Device | Good | KNND | 10 | N/A |  |  |  | neptronic_evcbseries | NEPTRONIC-EVCBSERIES
1952 | Building Management System | VAV-1532 | VAV-1532 | Neptronic | EVCB SERIES | Standard | Serial | VAVCTR |  |  |  |  | Active | Yes | IN-BLR-ANANTA-VAV-1532_ | uuid://ccbedd10-3c44-405a-81d5-fdea4deba1d4 | {"asset":{"guid":"uuid://ccbedd10-3c44-405a-81d5-fdea4deba1d4","site":"in-blr-ananta","name":"vav-1532"}} | KNND | [5 empty] | BACnet MS/TP | 121532 | [23 empty] | Proxied Device | Good | KNND | 10 | N/A |  |  |  | neptronic_evcbseries | NEPTRONIC-EVCBSERIES
1953 | Building Management System | VAV-1533 | VAV-1533 | Neptronic | EVCB SERIES | Standard | Serial | VAVCTR |  |  |  |  | Active | Yes | IN-BLR-ANANTA-VAV-1533_ | uuid://019b2984-b342-4ccd-b28b-cc8cfd9bb88b | {"asset":{"guid":"uuid://019b2984-b342-4ccd-b28b-cc8cfd9bb88b","site":"in-blr-ananta","name":"vav-1533"}} | KNND | [5 empty] | BACnet MS/TP | 121533 | [23 empty] | Proxied Device | Good | KNND | 10 | N/A |  |  |  | neptronic_evcbseries | NEPTRONIC-EVCBSERIES
1954 | Building Management System | VAV-1534 | VAV-1534 | Neptronic | EVCB SERIES | Standard | Serial | VAVCTR |  |  |  |  | Active | Yes | IN-BLR-ANANTA-VAV-1534_ | uuid://af604f1f-97c1-49f5-9e9b-35129638b7bc | {"asset":{"guid":"uuid://af604f1f-97c1-49f5-9e9b-35129638b7bc","site":"in-blr-ananta","name":"vav-1534"}} | KNND | [5 empty] | BACnet MS/TP | 121534 | [23 empty] | Proxied Device | Good | KNND | 10 | N/A |  |  |  | neptronic_evcbseries | NEPTRONIC-EVCBSERIES
1955 | Building Management System | VAV-1535 | VAV-1535 | Neptronic | EVCB SERIES | Standard | Serial | VAVCTR |  |  |  |  | Active | Yes | IN-BLR-ANANTA-VAV-1535_ | uuid://de34f59e-a0bf-4a8f-a857-4a7d7599c002 | {"asset":{"guid":"uuid://de34f59e-a0bf-4a8f-a857-4a7d7599c002","site":"in-blr-ananta","name":"vav-1535"}} | KNND | [5 empty] | BACnet MS/TP | 121535 | [23 empty] | Proxied Device | Good | KNND | 10 | N/A |  |  |  | neptronic_evcbseries | NEPTRONIC-EVCBSERIES
1956 | Building Management System | VAV-1536 | VAV-1536 | Neptronic | EVCB SERIES | Standard | Serial | VAVCTR |  |  |  |  | Active | Yes | IN-BLR-ANANTA-VAV-1536_ | uuid://94e22b9d-2954-41ae-abea-d06630bdc43c | {"asset":{"guid":"uuid://94e22b9d-2954-41ae-abea-d06630bdc43c","site":"in-blr-ananta","name":"vav-1536"}} | KNND | [5 empty] | BACnet MS/TP | 121536 | [23 empty] | Proxied Device | Good | KNND | 10 | N/A |  |  |  | neptronic_evcbseries | NEPTRONIC-EVCBSERIES
1957 | Building Management System | VAV-1537 | VAV-1537 | Neptronic | EVCB SERIES | Standard | Serial | VAVCTR |  |  |  |  | Active | Yes | IN-BLR-ANANTA-VAV-1537_ | uuid://3c91e19e-e2c3-4c0d-8b78-cadbd44f7a27 | {"asset":{"guid":"uuid://3c91e19e-e2c3-4c0d-8b78-cadbd44f7a27","site":"in-blr-ananta","name":"vav-1537"}} | KNND | [5 empty] | BACnet MS/TP | 121537 | [23 empty] | Proxied Device | Good | KNND | 10 | N/A |  |  |  | neptronic_evcbseries | NEPTRONIC-EVCBSERIES
1958 | Building Management System | VAV-1538 | VAV-1538 | Neptronic | EVCB SERIES | Standard | Serial | VAVCTR |  |  |  |  | Active | Yes | IN-BLR-ANANTA-VAV-1538_ | uuid://ca2a2669-9c40-4c64-a67a-0a3511f01c2e | {"asset":{"guid":"uuid://ca2a2669-9c40-4c64-a67a-0a3511f01c2e","site":"in-blr-ananta","name":"vav-1538"}} | KNND | [5 empty] | BACnet MS/TP | 121538 | [23 empty] | Proxied Device | Good | KNND | 10 | N/A |  |  |  | neptronic_evcbseries | NEPTRONIC-EVCBSERIES
1959 | Building Management System | VAV-1539 | VAV-1539 | Neptronic | EVCB SERIES | Standard | Serial | VAVCTR |  |  |  |  | Active | Yes | IN-BLR-ANANTA-VAV-1539_ | uuid://e3fefae1-e4dd-4153-8162-fcc2299776b6 | {"asset":{"guid":"uuid://e3fefae1-e4dd-4153-8162-fcc2299776b6","site":"in-blr-ananta","name":"vav-1539"}} | KNND | [5 empty] | BACnet MS/TP | 121539 | [23 empty] | Proxied Device | Good | KNND | 10 | N/A |  |  |  | neptronic_evcbseries | NEPTRONIC-EVCBSERIES
1960 | Building Management System | VAV-1540 | VAV-1540 | Neptronic | EVCB SERIES | Standard | Serial | VAVCTR |  |  |  |  | Active | Yes | IN-BLR-ANANTA-VAV-1540_ | uuid://b65b9a58-d6e3-41a9-b5c0-ec6e0e5fa9d8 | {"asset":{"guid":"uuid://b65b9a58-d6e3-41a9-b5c0-ec6e0e5fa9d8","site":"in-blr-ananta","name":"vav-1540"}} | KNND | [5 empty] | BACnet MS/TP | 121540 | [23 empty] | Proxied Device | Good | KNND | 10 | N/A |  |  |  | neptronic_evcbseries | NEPTRONIC-EVCBSERIES
1961 | Building Management System | VAV-1541 | VAV-1541 | Neptronic | EVCB SERIES | Standard | Serial | VAVCTR |  |  |  |  | Active | Yes | IN-BLR-ANANTA-VAV-1541_ | uuid://ff800d41-2f7e-4ab5-9afc-2af53ed5bbcc | {"asset":{"guid":"uuid://ff800d41-2f7e-4ab5-9afc-2af53ed5bbcc","site":"in-blr-ananta","name":"vav-1541"}} | KNND | [5 empty] | BACnet MS/TP | 121541 | [23 empty] | Proxied Device | Good | KNND | 10 | N/A |  |  |  | neptronic_evcbseries | NEPTRONIC-EVCBSERIES
1962 | Building Management System | VAV-1542 | VAV-1542 | Neptronic | EVCB SERIES | Standard | Serial | VAVCTR |  |  |  |  | Active | Yes | IN-BLR-ANANTA-VAV-1542_ | uuid://d0ca29eb-faf2-4cfd-88d8-2fc8224f5509 | {"asset":{"guid":"uuid://d0ca29eb-faf2-4cfd-88d8-2fc8224f5509","site":"in-blr-ananta","name":"vav-1542"}} | KNND | [5 empty] | BACnet MS/TP | 121542 | [23 empty] | Proxied Device | Good | KNND | 10 | N/A |  |  |  | neptronic_evcbseries | NEPTRONIC-EVCBSERIES
1963 | Building Management System | VAV-1543 | VAV-1543 | Neptronic | EVCB SERIES | Standard | Serial | VAVCTR |  |  |  |  | Active | Yes | IN-BLR-ANANTA-VAV-1543_ | uuid://657a50e0-3aca-47d0-b9c0-28bc927f30ad | {"asset":{"guid":"uuid://657a50e0-3aca-47d0-b9c0-28bc927f30ad","site":"in-blr-ananta","name":"vav-1543"}} | KNND | [5 empty] | BACnet MS/TP | 121543 | [23 empty] | Proxied Device | Good | KNND | 10 | N/A |  |  |  | neptronic_evcbseries | NEPTRONIC-EVCBSERIES
1964 | Building Management System | VAV-1544 | VAV-1544 | Neptronic | EVCB SERIES | Standard | Serial | VAVCTR |  |  |  |  | Active | Yes | IN-BLR-ANANTA-VAV-1544_ | uuid://0664148e-85eb-492a-8622-e40442e3e384 | {"asset":{"guid":"uuid://0664148e-85eb-492a-8622-e40442e3e384","site":"in-blr-ananta","name":"vav-1544"}} | KNND | [5 empty] | BACnet MS/TP | 121544 | [23 empty] | Proxied Device | Good | KNND | 10 | N/A |  |  |  | neptronic_evcbseries | NEPTRONIC-EVCBSERIES
1965 | Building Management System | VAV-1545 | VAV-1545 | Neptronic | EVCB SERIES | Standard | Serial | VAVCTR |  |  |  |  | Active | Yes | IN-BLR-ANANTA-VAV-1545_ | uuid://52ee0467-32f7-4358-854e-293bc05d91a2 | {"asset":{"guid":"uuid://52ee0467-32f7-4358-854e-293bc05d91a2","site":"in-blr-ananta","name":"vav-1545"}} | KNND | [5 empty] | BACnet MS/TP | 121545 | [23 empty] | Proxied Device | Good | KNND | 10 | N/A |  |  |  | neptronic_evcbseries | NEPTRONIC-EVCBSERIES
1966 | Building Management System | VAV-1546 | VAV-1546 | Neptronic | EVCB SERIES | Standard | Serial | VAVCTR |  |  |  |  | Active | Yes | IN-BLR-ANANTA-VAV-1546_ | uuid://844d85ba-55bd-420e-8c7f-9c0b1db5bd4b | {"asset":{"guid":"uuid://844d85ba-55bd-420e-8c7f-9c0b1db5bd4b","site":"in-blr-ananta","name":"vav-1546"}} | KNND | [5 empty] | BACnet MS/TP | 121546 | [23 empty] | Proxied Device | Good | KNND | 10 | N/A |  |  |  | neptronic_evcbseries | NEPTRONIC-EVCBSERIES
1967 | Building Management System | VAV-1547 | VAV-1547 | Neptronic | EVCB SERIES | Standard | Serial | VAVCTR |  |  |  |  | Active | Yes | IN-BLR-ANANTA-VAV-1547_ | uuid://7d341b64-306c-4c2f-bb29-00e0dd490d49 | {"asset":{"guid":"uuid://7d341b64-306c-4c2f-bb29-00e0dd490d49","site":"in-blr-ananta","name":"vav-1547"}} | KNND | [5 empty] | BACnet MS/TP | 121547 | [23 empty] | Proxied Device | Good | KNND | 10 | N/A |  |  |  | neptronic_evcbseries | NEPTRONIC-EVCBSERIES
1968 | Building Management System | VAV-1548 | VAV-1548 | Neptronic | EVCB SERIES | Standard | Serial | VAVCTR |  |  |  |  | Active | Yes | IN-BLR-ANANTA-VAV-1548_ | uuid://3dc0eed0-5bf3-4689-b11c-101f0347a6b3 | {"asset":{"guid":"uuid://3dc0eed0-5bf3-4689-b11c-101f0347a6b3","site":"in-blr-ananta","name":"vav-1548"}} | KNND | [5 empty] | BACnet MS/TP | 121548 | [23 empty] | Proxied Device | Good | KNND | 10 | N/A |  |  |  | neptronic_evcbseries | NEPTRONIC-EVCBSERIES
1969 | Building Management System | VAV-1549 | VAV-1549 | Neptronic | EVCB SERIES | Standard | Serial | VAVCTR |  |  |  |  | Active | Yes | IN-BLR-ANANTA-VAV-1549_ | uuid://3f23f9a7-a09d-42b1-8aaf-8e905142b8ac | {"asset":{"guid":"uuid://3f23f9a7-a09d-42b1-8aaf-8e905142b8ac","site":"in-blr-ananta","name":"vav-1549"}} | KNND | [5 empty] | BACnet MS/TP | 121549 | [23 empty] | Proxied Device | Good | KNND | 10 | N/A |  |  |  | neptronic_evcbseries | NEPTRONIC-EVCBSERIES
1970 | Building Management System | VAV-1550 | VAV-1550 | Neptronic | EVCB SERIES | Standard | Serial | VAVCTR |  |  |  |  | Active | Yes | IN-BLR-ANANTA-VAV-1550_ | uuid://467e80d3-3f5c-4a23-a5df-efc6c66db767 | {"asset":{"guid":"uuid://467e80d3-3f5c-4a23-a5df-efc6c66db767","site":"in-blr-ananta","name":"vav-1550"}} | KNND | [5 empty] | BACnet MS/TP | 121550 | [23 empty] | Proxied Device | Good | KNND | 10 | N/A |  |  |  | neptronic_evcbseries | NEPTRONIC-EVCBSERIES
1971 | Building Management System | VAV-1551 | VAV-1551 | Neptronic | EVCB SERIES | Standard | Serial | VAVCTR |  |  |  |  | Active | Yes | IN-BLR-ANANTA-VAV-1551_ | uuid://a4b5e1fb-174d-4973-948d-e9a8096e6e3f | {"asset":{"guid":"uuid://a4b5e1fb-174d-4973-948d-e9a8096e6e3f","site":"in-blr-ananta","name":"vav-1551"}} | KNND | [5 empty] | BACnet MS/TP | 121551 | [23 empty] | Proxied Device | Good | KNND | 10 | N/A |  |  |  | neptronic_evcbseries | NEPTRONIC-EVCBSERIES
1972 | Building Management System | VAV-1552 | VAV-1552 | Neptronic | EVCB SERIES | Standard | Serial | VAVCTR |  |  |  |  | Active | Yes | IN-BLR-ANANTA-VAV-1552_ | uuid://36e83223-f0a9-406b-b0f2-7832cde2ca72 | {"asset":{"guid":"uuid://36e83223-f0a9-406b-b0f2-7832cde2ca72","site":"in-blr-ananta","name":"vav-1552"}} | KNND | [5 empty] | BACnet MS/TP | 121552 | [23 empty] | Proxied Device | Good | KNND | 10 | N/A |  |  |  | neptronic_evcbseries | NEPTRONIC-EVCBSERIES
1973 | Building Management System | VAV-1553 | VAV-1553 | Neptronic | EVCB SERIES | Standard | Serial | VAVCTR |  |  |  |  | Active | Yes | IN-BLR-ANANTA-VAV-1553_ | uuid://59cae752-c5de-48e7-8096-35468131393f | {"asset":{"guid":"uuid://59cae752-c5de-48e7-8096-35468131393f","site":"in-blr-ananta","name":"vav-1553"}} | KNND | [5 empty] | BACnet MS/TP | 121553 | [23 empty] | Proxied Device | Good | KNND | 10 | N/A |  |  |  | neptronic_evcbseries | NEPTRONIC-EVCBSERIES
1974 | Building Management System | VAV-1554 | VAV-1554 | Neptronic | EVCB SERIES | Standard | Serial | VAVCTR |  |  |  |  | Active | Yes | IN-BLR-ANANTA-VAV-1554_ | uuid://8f3efbcf-50a5-4d8a-976a-7338082ac5fe | {"asset":{"guid":"uuid://8f3efbcf-50a5-4d8a-976a-7338082ac5fe","site":"in-blr-ananta","name":"vav-1554"}} | KNND | [5 empty] | BACnet MS/TP | 121554 | [23 empty] | Proxied Device | Good | KNND | 10 | N/A |  |  |  | neptronic_evcbseries | NEPTRONIC-EVCBSERIES
1975 | Building Management System | VAV-1555 | VAV-1555 | Neptronic | EVCB SERIES | Standard | Serial | VAVCTR |  |  |  |  | Active | Yes | IN-BLR-ANANTA-VAV-1555_ | uuid://84af9458-1653-4ea9-9c7a-6f6092237de8 | {"asset":{"guid":"uuid://84af9458-1653-4ea9-9c7a-6f6092237de8","site":"in-blr-ananta","name":"vav-1555"}} | KNND | [5 empty] | BACnet MS/TP | 121555 | [23 empty] | Proxied Device | Good | KNND | 10 | N/A |  |  |  | neptronic_evcbseries | NEPTRONIC-EVCBSERIES
1976 | Building Management System | VAV-1556 | VAV-1556 | Neptronic | EVCB SERIES | Standard | Serial | VAVCTR |  |  |  |  | Active | Yes | IN-BLR-ANANTA-VAV-1556_ | uuid://4c9d7e4a-c3ff-4881-acc5-78ba41b52f7c | {"asset":{"guid":"uuid://4c9d7e4a-c3ff-4881-acc5-78ba41b52f7c","site":"in-blr-ananta","name":"vav-1556"}} | KNND | [5 empty] | BACnet MS/TP | 121556 | [23 empty] | Proxied Device | Good | KNND | 10 | N/A |  |  |  | neptronic_evcbseries | NEPTRONIC-EVCBSERIES
1977 | Building Management System | VAV-1557 | VAV-1557 | Neptronic | EVCB SERIES | Standard | Serial | VAVCTR |  |  |  |  | Active | Yes | IN-BLR-ANANTA-VAV-1557_ | uuid://daf41adb-f5d5-41e3-8af5-a74a8e1638a0 | {"asset":{"guid":"uuid://daf41adb-f5d5-41e3-8af5-a74a8e1638a0","site":"in-blr-ananta","name":"vav-1557"}} | KNND | [5 empty] | BACnet MS/TP | 121557 | [23 empty] | Proxied Device | Good | KNND | 10 | N/A |  |  |  | neptronic_evcbseries | NEPTRONIC-EVCBSERIES
1978 | Building Management System | VAV-1558 | VAV-1558 | Neptronic | EVCB SERIES | Standard | Serial | VAVCTR |  |  |  |  | Active | Yes | IN-BLR-ANANTA-VAV-1558_ | uuid://3a01a646-06e1-4a71-94c9-faa39dae035d | {"asset":{"guid":"uuid://3a01a646-06e1-4a71-94c9-faa39dae035d","site":"in-blr-ananta","name":"vav-1558"}} | KNND | [5 empty] | BACnet MS/TP | 121558 | [23 empty] | Proxied Device | Good | KNND | 10 | N/A |  |  |  | neptronic_evcbseries | NEPTRONIC-EVCBSERIES
1979 | Building Management System | VAV-1559 | VAV-1559 | Neptronic | EVCB SERIES | Standard | Serial | VAVCTR |  |  |  |  | Active | Yes | IN-BLR-ANANTA-VAV-1559_ | uuid://8a4a562d-c2fc-463c-b836-b959e0c27f37 | {"asset":{"guid":"uuid://8a4a562d-c2fc-463c-b836-b959e0c27f37","site":"in-blr-ananta","name":"vav-1559"}} | KNND | [5 empty] | BACnet MS/TP | 121559 | [23 empty] | Proxied Device | Good | KNND | 10 | N/A |  |  |  | neptronic_evcbseries | NEPTRONIC-EVCBSERIES
1980 | Building Management System | VAV-1560 | VAV-1560 | Neptronic | EVCB SERIES | Standard | Serial | VAVCTR |  |  |  |  | Active | Yes | IN-BLR-ANANTA-VAV-1560_ | uuid://009377de-4e94-441a-aba4-91adcd8bd344 | {"asset":{"guid":"uuid://009377de-4e94-441a-aba4-91adcd8bd344","site":"in-blr-ananta","name":"vav-1560"}} | KNND | [5 empty] | BACnet MS/TP | 121560 | [23 empty] | Proxied Device | Good | KNND | 10 | N/A |  |  |  | neptronic_evcbseries | NEPTRONIC-EVCBSERIES
1981 | Building Management System | VAV-1561 | VAV-1561 | Neptronic | EVCB SERIES | Standard | Serial | VAVCTR |  |  |  |  | Active | Yes | IN-BLR-ANANTA-VAV-1561_ | uuid://e951bb5a-ac5f-44c9-a20b-2e7dbc635ac7 | {"asset":{"guid":"uuid://e951bb5a-ac5f-44c9-a20b-2e7dbc635ac7","site":"in-blr-ananta","name":"vav-1561"}} | KNND | [5 empty] | BACnet MS/TP | 121561 | [23 empty] | Proxied Device | Good | KNND | 10 | N/A |  |  |  | neptronic_evcbseries | NEPTRONIC-EVCBSERIES
1982 | Building Management System | VAV-1562 | VAV-1562 | Neptronic | EVCB SERIES | Standard | Serial | VAVCTR |  |  |  |  | Active | Yes | IN-BLR-ANANTA-VAV-1562_ | uuid://87999ea8-e5f7-4cca-a862-1a661afceed6 | {"asset":{"guid":"uuid://87999ea8-e5f7-4cca-a862-1a661afceed6","site":"in-blr-ananta","name":"vav-1562"}} | KNND | [5 empty] | BACnet MS/TP | 121562 | [23 empty] | Proxied Device | Good | KNND | 10 | N/A |  |  |  | neptronic_evcbseries | NEPTRONIC-EVCBSERIES
1983 | Building Management System | VAV-1563 | VAV-1563 | Neptronic | EVCB SERIES | Standard | Serial | VAVCTR |  |  |  |  | Active | Yes | IN-BLR-ANANTA-VAV-1563_ | uuid://cd583ac8-6394-484e-ad9a-e3035a58650f | {"asset":{"guid":"uuid://cd583ac8-6394-484e-ad9a-e3035a58650f","site":"in-blr-ananta","name":"vav-1563"}} | KNND | [5 empty] | BACnet MS/TP | 121563 | [23 empty] | Proxied Device | Good | KNND | 10 | N/A |  |  |  | neptronic_evcbseries | NEPTRONIC-EVCBSERIES
1984 | Building Management System | VAV-1564 | VAV-1564 | Neptronic | EVCB SERIES | Standard | Serial | VAVCTR |  |  |  |  | Active | Yes | IN-BLR-ANANTA-VAV-1564_ | uuid://a7639eae-c1cb-4cc4-aaa8-d2d27bd81ce8 | {"asset":{"guid":"uuid://a7639eae-c1cb-4cc4-aaa8-d2d27bd81ce8","site":"in-blr-ananta","name":"vav-1564"}} | KNND | [5 empty] | BACnet MS/TP | 121564 | [23 empty] | Proxied Device | Good | KNND | 10 | N/A |  |  |  | neptronic_evcbseries | NEPTRONIC-EVCBSERIES
1985 | Building Management System | VAV-1565 | VAV-1565 | Neptronic | EVCB SERIES | Standard | Serial | VAVCTR |  |  |  |  | Active | Yes | IN-BLR-ANANTA-VAV-1565_ | uuid://bf26aafb-719d-43f8-a241-b6c6938559a2 | {"asset":{"guid":"uuid://bf26aafb-719d-43f8-a241-b6c6938559a2","site":"in-blr-ananta","name":"vav-1565"}} | KNND | [5 empty] | BACnet MS/TP | 121565 | [23 empty] | Proxied Device | Good | KNND | 10 | N/A |  |  |  | neptronic_evcbseries | NEPTRONIC-EVCBSERIES
1986 | Building Management System | VAV-1566 | VAV-1566 | Neptronic | EVCB SERIES | Standard | Serial | VAVCTR |  |  |  |  | Active | Yes | IN-BLR-ANANTA-VAV-1566_ | uuid://3047b36e-c7e2-45c1-bf4f-5bb353b46d32 | {"asset":{"guid":"uuid://3047b36e-c7e2-45c1-bf4f-5bb353b46d32","site":"in-blr-ananta","name":"vav-1566"}} | KNND | [5 empty] | BACnet MS/TP | 121566 | [23 empty] | Proxied Device | Good | KNND | 10 | N/A |  |  |  | neptronic_evcbseries | NEPTRONIC-EVCBSERIES
1987 | Building Management System | VAV-1567 | VAV-1567 | Neptronic | EVCB SERIES | Standard | Serial | VAVCTR |  |  |  |  | Active | Yes | IN-BLR-ANANTA-VAV-1567_ | uuid://117afd9c-caf8-4d95-8128-74a1f9253500 | {"asset":{"guid":"uuid://117afd9c-caf8-4d95-8128-74a1f9253500","site":"in-blr-ananta","name":"vav-1567"}} | KNND | [5 empty] | BACnet MS/TP | 121567 | [23 empty] | Proxied Device | Good | KNND | 10 | N/A |  |  |  | neptronic_evcbseries | NEPTRONIC-EVCBSERIES
1988 | Building Management System | VAV-1568 | VAV-1568 | Neptronic | EVCB SERIES | Standard | Serial | VAVCTR |  |  |  |  | Active | Yes | IN-BLR-ANANTA-VAV-1568_ | uuid://b41439b9-ba38-4c26-a92c-f13438a6778f | {"asset":{"guid":"uuid://b41439b9-ba38-4c26-a92c-f13438a6778f","site":"in-blr-ananta","name":"vav-1568"}} | KNND | [5 empty] | BACnet MS/TP | 121568 | [23 empty] | Proxied Device | Good | KNND | 10 | N/A |  |  |  | neptronic_evcbseries | NEPTRONIC-EVCBSERIES
1989 | Building Management System | VAV-1569 | VAV-1569 | Neptronic | EVCB SERIES | Standard | Serial | VAVCTR |  |  |  |  | Active | Yes | IN-BLR-ANANTA-VAV-1569_ | uuid://aa3462a4-36c2-4a99-b1ed-eeb5dca2f19e | {"asset":{"guid":"uuid://aa3462a4-36c2-4a99-b1ed-eeb5dca2f19e","site":"in-blr-ananta","name":"vav-1569"}} | KNND | [5 empty] | BACnet MS/TP | 121569 | [23 empty] | Proxied Device | Good | KNND | 10 | N/A |  |  |  | neptronic_evcbseries | NEPTRONIC-EVCBSERIES
1990 | Building Management System | VAV-1570 | VAV-1570 | Neptronic | EVCB SERIES | Standard | Serial | VAVCTR |  |  |  |  | Active | Yes | IN-BLR-ANANTA-VAV-1570_ | uuid://6cf1ddcd-59ce-4de0-81f1-8a94d4a828fd | {"asset":{"guid":"uuid://6cf1ddcd-59ce-4de0-81f1-8a94d4a828fd","site":"in-blr-ananta","name":"vav-1570"}} | KNND | [5 empty] | BACnet MS/TP | 121570 | [23 empty] | Proxied Device | Good | KNND | 10 | N/A |  |  |  | neptronic_evcbseries | NEPTRONIC-EVCBSERIES
1991 | Building Management System | VAV-1571 | VAV-1571 | Neptronic | EVCB SERIES | Standard | Serial | VAVCTR |  |  |  |  | Active |  | IN-BLR-ANANTA-VAV-1571_ | uuid://aa9151c0-1aa8-47cc-bbf1-d8c857ff2f20 | {"asset":{"guid":"uuid://aa9151c0-1aa8-47cc-bbf1-d8c857ff2f20","site":"in-blr-ananta","name":"vav-1571"}} | KNND | [5 empty] | BACnet MS/TP | 121571 | [23 empty] | Proxied Device | Good | KNND | 10 | N/A |  |  |  | neptronic_evcbseries | NEPTRONIC-EVCBSERIES
1992 | Building Management System | VAV-1572 | VAV-1572 | Neptronic | EVCB SERIES | Standard | Serial | VAVCTR |  |  |  |  | Active |  | IN-BLR-ANANTA-VAV-1572_ | uuid://1eaa98b0-e72d-40c0-8e2a-097435f4bc75 | {"asset":{"guid":"uuid://1eaa98b0-e72d-40c0-8e2a-097435f4bc75","site":"in-blr-ananta","name":"vav-1572"}} | KNND | [5 empty] | BACnet MS/TP | 121572 | [23 empty] | Proxied Device | Good | KNND | 10 | N/A |  |  |  | neptronic_evcbseries | NEPTRONIC-EVCBSERIES
1993 | Building Management System | VAV-1573 | VAV-1573 | Neptronic | EVCB SERIES | Standard | Serial | VAVCTR |  |  |  |  | Active |  | IN-BLR-ANANTA-VAV-1573_ | uuid://b8e6d72a-053a-4fbc-b0d7-12f287d9f870 | {"asset":{"guid":"uuid://b8e6d72a-053a-4fbc-b0d7-12f287d9f870","site":"in-blr-ananta","name":"vav-1573"}} | KNND | [5 empty] | BACnet MS/TP | 121573 | [23 empty] | Proxied Device | Good | KNND | 10 | N/A |  |  |  | neptronic_evcbseries | NEPTRONIC-EVCBSERIES
1994 | Building Management System | VAV-1574 | VAV-1574 | Neptronic | EVCB SERIES | Standard | Serial | VAVCTR |  |  |  |  | Active |  | IN-BLR-ANANTA-VAV-1574_ | uuid://8dd950dc-a6e0-4d9c-86e4-db4c906eac2f | {"asset":{"guid":"uuid://8dd950dc-a6e0-4d9c-86e4-db4c906eac2f","site":"in-blr-ananta","name":"vav-1574"}} | KNND | [5 empty] | BACnet MS/TP | 121574 | [23 empty] | Proxied Device | Good | KNND | 10 | N/A |  |  |  | neptronic_evcbseries | NEPTRONIC-EVCBSERIES
1995 | Building Management System | VAV-1575 | VAV-1575 | Neptronic | EVCB SERIES | Standard | Serial | VAVCTR |  |  |  |  | Active |  | IN-BLR-ANANTA-VAV-1575_ | uuid://282c898e-9c1d-41c1-a93c-626334911f5d | {"asset":{"guid":"uuid://282c898e-9c1d-41c1-a93c-626334911f5d","site":"in-blr-ananta","name":"vav-1575"}} | KNND | [5 empty] | BACnet MS/TP | 121575 | [23 empty] | Proxied Device | Good | KNND | 10 | N/A |  |  |  | neptronic_evcbseries | NEPTRONIC-EVCBSERIES
1996 | Building Management System | VAV-1576 | VAV-1576 | Neptronic | EVCB SERIES | Standard | Serial | VAVCTR |  |  |  |  | Active |  | IN-BLR-ANANTA-VAV-1576_ | uuid://359d5839-d23b-4fe0-a773-7db73434cba5 | {"asset":{"guid":"uuid://359d5839-d23b-4fe0-a773-7db73434cba5","site":"in-blr-ananta","name":"vav-1576"}} | KNND | [5 empty] | BACnet MS/TP | 121576 | [23 empty] | Proxied Device | Good | KNND | 10 | N/A |  |  |  | neptronic_evcbseries | NEPTRONIC-EVCBSERIES
1997 | Building Management System | VAV-1577 | VAV-1577 | Neptronic | EVCB SERIES | Standard | Serial | VAVCTR |  |  |  |  | Active |  | IN-BLR-ANANTA-VAV-1577_ | uuid://4c9ba00b-dee6-4842-a945-695eabcfdb98 | {"asset":{"guid":"uuid://4c9ba00b-dee6-4842-a945-695eabcfdb98","site":"in-blr-ananta","name":"vav-1577"}} | KNND | [5 empty] | BACnet MS/TP | 121577 | [23 empty] | Proxied Device | Good | KNND | 10 | N/A |  |  |  | neptronic_evcbseries | NEPTRONIC-EVCBSERIES
1998 | Building Management System | VAV-1578 | VAV-1578 | Neptronic | EVCB SERIES | Standard | Serial | VAVCTR |  |  |  |  | Active |  | IN-BLR-ANANTA-VAV-1578_ | uuid://831e4230-1cd3-419d-afd9-cc1ef47c0403 | {"asset":{"guid":"uuid://831e4230-1cd3-419d-afd9-cc1ef47c0403","site":"in-blr-ananta","name":"vav-1578"}} | KNND | [5 empty] | BACnet MS/TP | 121578 | [23 empty] | Proxied Device | Good | KNND | 10 | N/A |  |  |  | neptronic_evcbseries | NEPTRONIC-EVCBSERIES
1999 | Building Management System | VAV-1579 | VAV-1579 | Neptronic | EVCB SERIES | Standard | Serial | VAVCTR |  |  |  |  | Active |  | IN-BLR-ANANTA-VAV-1579_ | uuid://7794382b-ffec-4acd-820f-beeb98bec46a | {"asset":{"guid":"uuid://7794382b-ffec-4acd-820f-beeb98bec46a","site":"in-blr-ananta","name":"vav-1579"}} | KNND | [5 empty] | BACnet MS/TP | 121579 | [23 empty] | Proxied Device | Good | KNND | 10 | N/A |  |  |  | neptronic_evcbseries | NEPTRONIC-EVCBSERIES
2000 | Building Management System | VAV-1580 | VAV-1580 | Neptronic | EVCB SERIES | Standard | Serial | VAVCTR |  |  |  |  | Active |  | IN-BLR-ANANTA-VAV-1580_ | uuid://3d08fef1-89b4-4a5d-8192-9838fa36edcf | {"asset":{"guid":"uuid://3d08fef1-89b4-4a5d-8192-9838fa36edcf","site":"in-blr-ananta","name":"vav-1580"}} | KNND | [5 empty] | BACnet MS/TP | 121580 | [23 empty] | Proxied Device | Good | KNND | 10 | N/A |  |  |  | neptronic_evcbseries | NEPTRONIC-EVCBSERIES
2001 | Building Management System | VAV-1581 | VAV-1581 | Neptronic | EVCB SERIES | Standard | Serial | VAVCTR |  |  |  |  | Active |  | IN-BLR-ANANTA-VAV-1581_ | uuid://876e3740-77ea-4ccb-8210-b67c40453f9d | {"asset":{"guid":"uuid://876e3740-77ea-4ccb-8210-b67c40453f9d","site":"in-blr-ananta","name":"vav-1581"}} | KNND | [5 empty] | BACnet MS/TP | 121581 | [23 empty] | Proxied Device | Good | KNND | 10 | N/A |  |  |  | neptronic_evcbseries | NEPTRONIC-EVCBSERIES
2002 | Building Management System | VAV-1582 | VAV-1582 | Neptronic | EVCB SERIES | Standard | Serial | VAVCTR |  |  |  |  | Active |  | IN-BLR-ANANTA-VAV-1582_ | uuid://cfb70d64-cc1d-4d59-b910-d2fac3448440 | {"asset":{"guid":"uuid://cfb70d64-cc1d-4d59-b910-d2fac3448440","site":"in-blr-ananta","name":"vav-1582"}} | KNND | [5 empty] | BACnet MS/TP | 121582 | [23 empty] | Proxied Device | Good | KNND | 10 | N/A |  |  |  | neptronic_evcbseries | NEPTRONIC-EVCBSERIES
2003 | Building Management System | VAV-1583 | VAV-1583 | Neptronic | EVCB SERIES | Standard | Serial | VAVCTR |  |  |  |  | Active |  | IN-BLR-ANANTA-VAV-1583_ | uuid://c05e5f42-90a5-4bf0-ad9d-08cd52e92059 | {"asset":{"guid":"uuid://c05e5f42-90a5-4bf0-ad9d-08cd52e92059","site":"in-blr-ananta","name":"vav-1583"}} | KNND | [5 empty] | BACnet MS/TP | 121583 | [23 empty] | Proxied Device | Good | KNND | 10 | N/A |  |  |  | neptronic_evcbseries | NEPTRONIC-EVCBSERIES
2004 | Building Management System | VAV-1584 | VAV-1584 | Neptronic | EVCB SERIES | Standard | Serial | VAVCTR |  |  |  |  | Active |  | IN-BLR-ANANTA-VAV-1584_ | uuid://81c5b5e3-7cc4-4a6b-8052-6580785be383 | {"asset":{"guid":"uuid://81c5b5e3-7cc4-4a6b-8052-6580785be383","site":"in-blr-ananta","name":"vav-1584"}} | KNND | [5 empty] | BACnet MS/TP | 121584 | [23 empty] | Proxied Device | Good | KNND | 10 | N/A |  |  |  | neptronic_evcbseries | NEPTRONIC-EVCBSERIES
2005 | Building Management System | VAV-1585 | VAV-1585 | Neptronic | EVCB SERIES | Standard | Serial | VAVCTR |  |  |  |  | Active |  | IN-BLR-ANANTA-VAV-1585_ | uuid://beeab895-481f-4631-9506-ca65d33bdd81 | {"asset":{"guid":"uuid://beeab895-481f-4631-9506-ca65d33bdd81","site":"in-blr-ananta","name":"vav-1585"}} | KNND | [5 empty] | BACnet MS/TP | 121585 | [23 empty] | Proxied Device | Good | KNND | 10 | N/A |  |  |  | neptronic_evcbseries | NEPTRONIC-EVCBSERIES
2006 | Building Management System | VAV-1586 | VAV-1586 | Neptronic | EVCB SERIES | Standard | Serial | VAVCTR |  |  |  |  | Active |  | IN-BLR-ANANTA-VAV-1586_ | uuid://66410abd-e557-4d49-b609-b9ecfedd7c53 | {"asset":{"guid":"uuid://66410abd-e557-4d49-b609-b9ecfedd7c53","site":"in-blr-ananta","name":"vav-1586"}} | KNND | [5 empty] | BACnet MS/TP | 121586 | [11 empty] | 255.255.240.0 | [11 empty] | Proxied Device | Good | KNND | 10 | N/A |  |  |  | neptronic_evcbseries | NEPTRONIC-EVCBSERIES
2007 | Building Management System | VAV-1587 | VAV-1587 | Neptronic | EVCB SERIES | Standard | Serial | VAVCTR |  |  |  |  | Active |  | IN-BLR-ANANTA-VAV-1587_ | uuid://5d02738a-4468-45d8-af84-9be6736e4c54 | {"asset":{"guid":"uuid://5d02738a-4468-45d8-af84-9be6736e4c54","site":"in-blr-ananta","name":"vav-1587"}} | KNND | [5 empty] | BACnet MS/TP | 121587 | [10 empty] | 100.95.214.213 | 255.255.240.0 | [11 empty] | Proxied Device | Good | KNND | 10 | N/A |  |  |  | neptronic_evcbseries | NEPTRONIC-EVCBSERIES
2008 | Building Management System | VAV-1588 | VAV-1588 | Neptronic | EVCB SERIES | Standard | Serial | VAVCTR |  |  |  |  | Active |  | IN-BLR-ANANTA-VAV-1588_ | uuid://164afea1-c36a-4201-9e98-e6c1b18eeeb3 | {"asset":{"guid":"uuid://164afea1-c36a-4201-9e98-e6c1b18eeeb3","site":"in-blr-ananta","name":"vav-1588"}} | KNND | [5 empty] | BACnet MS/TP | 121588 | [10 empty] | 100.95.214.201 | 255.255.240.0 | [11 empty] | Proxied Device | Good | KNND | 10 | N/A |  |  |  | neptronic_evcbseries | NEPTRONIC-EVCBSERIES
2009 | Building Management System | VAV-1589 | VAV-1589 | Neptronic | EVCB SERIES | Standard | Serial | VAVCTR |  |  |  |  | Active |  | IN-BLR-ANANTA-VAV-1589_ | uuid://3120b506-b758-491d-a13c-252864a77fea | {"asset":{"guid":"uuid://3120b506-b758-491d-a13c-252864a77fea","site":"in-blr-ananta","name":"vav-1589"}} | KNND | [5 empty] | BACnet MS/TP | 121589 | [10 empty] | 100.95.214.202 | 255.255.240.0 | [11 empty] | Proxied Device | Good | KNND | 10 | N/A |  |  |  | neptronic_evcbseries | NEPTRONIC-EVCBSERIES
2010 | Building Management System | VAV-1590 | VAV-1590 | Neptronic | EVCB SERIES | Standard | Serial | VAVCTR |  |  |  |  | Active |  | IN-BLR-ANANTA-VAV-1590_ | uuid://40b8eabe-e975-44e7-843b-8fcb62b4fe54 | {"asset":{"guid":"uuid://40b8eabe-e975-44e7-843b-8fcb62b4fe54","site":"in-blr-ananta","name":"vav-1590"}} | KNND | [5 empty] | BACnet MS/TP | 121590 | [10 empty] | 100.95.214.131 | 255.255.240.0 | [11 empty] | Proxied Device | Good | KNND | 10 | N/A |  |  |  | neptronic_evcbseries | NEPTRONIC-EVCBSERIES
2011 | Building Management System | VAV-1591 | VAV-1591 | Neptronic | EVCB SERIES | Standard | Serial | VAVCTR |  |  |  |  | Active |  | IN-BLR-ANANTA-VAV-1591_ | uuid://d6d69cdd-9224-4d6d-bc7a-8a96c6b95345 | {"asset":{"guid":"uuid://d6d69cdd-9224-4d6d-bc7a-8a96c6b95345","site":"in-blr-ananta","name":"vav-1591"}} | KNND | [5 empty] | BACnet MS/TP | 121591 | [10 empty] | 100.95.214.214 | 255.255.240.0 | [11 empty] | Proxied Device | Good | KNND | 10 | N/A |  |  |  | neptronic_evcbseries | NEPTRONIC-EVCBSERIES
2012 | Building Management System | VAV-1592 | VAV-1592 | Neptronic | EVCB SERIES | Standard | Serial | VAVCTR |  |  |  |  | Active |  | IN-BLR-ANANTA-VAV-1592_ | uuid://ab9fabfa-dc0f-4f84-8f55-58925339c635 | {"asset":{"guid":"uuid://ab9fabfa-dc0f-4f84-8f55-58925339c635","site":"in-blr-ananta","name":"vav-1592"}} | KNND | [5 empty] | BACnet MS/TP | 121592 | [10 empty] | 100.95.214.229 | 255.255.240.0 | [11 empty] | Proxied Device | Good | KNND | 10 | N/A |  |  |  | neptronic_evcbseries | NEPTRONIC-EVCBSERIES
2013 | Building Management System | VAV-1593 | VAV-1593 | Neptronic | EVCB SERIES | Standard | Serial | VAVCTR |  |  |  |  | Active |  | IN-BLR-ANANTA-VAV-1593_ | uuid://8e51aa05-5bc6-45d9-9d70-76b15df8ce25 | {"asset":{"guid":"uuid://8e51aa05-5bc6-45d9-9d70-76b15df8ce25","site":"in-blr-ananta","name":"vav-1593"}} | KNND | [5 empty] | BACnet MS/TP | 121593 | [10 empty] | 100.95.214.241 | 255.255.240.0 | [11 empty] | Proxied Device | Good | KNND | 10 | N/A |  |  |  | neptronic_evcbseries | NEPTRONIC-EVCBSERIES
2014 | Building Management System | VAV-1594 | VAV-1594 | Neptronic | EVCB SERIES | Standard | Serial | VAVCTR |  |  |  |  | Active |  | IN-BLR-ANANTA-VAV-1594_ | uuid://aed99121-9822-44e4-9890-8b61728d489e | {"asset":{"guid":"uuid://aed99121-9822-44e4-9890-8b61728d489e","site":"in-blr-ananta","name":"vav-1594"}} | KNND | [5 empty] | BACnet MS/TP | 121594 | [10 empty] | 100.95.214.170 | 255.255.240.0 | [11 empty] | Proxied Device | Good | KNND | 10 | N/A |  |  |  | neptronic_evcbseries | NEPTRONIC-EVCBSERIES
2015 | Building Management System | VAV-1595 | VAV-1595 | Neptronic | EVCB SERIES | Standard | Serial | VAVCTR |  |  |  |  | Active |  | IN-BLR-ANANTA-VAV-1595_ | uuid://d585b36a-00c0-42a5-b935-78ca5061ae7b | {"asset":{"guid":"uuid://d585b36a-00c0-42a5-b935-78ca5061ae7b","site":"in-blr-ananta","name":"vav-1595"}} | KNND | [5 empty] | BACnet MS/TP | 121595 | [10 empty] | 100.95.214.223 | 255.255.240.0 | [11 empty] | Proxied Device | Good | KNND | 10 | N/A |  |  |  | neptronic_evcbseries | NEPTRONIC-EVCBSERIES
2016 | Building Management System | VAV-1596 | VAV-1596 | Neptronic | EVCB SERIES | Standard | Serial | VAVCTR |  |  |  |  | Active |  | IN-BLR-ANANTA-VAV-1596_ | uuid://d3b99560-e277-4d0f-a70b-08fdb9ded4b4 | {"asset":{"guid":"uuid://d3b99560-e277-4d0f-a70b-08fdb9ded4b4","site":"in-blr-ananta","name":"vav-1596"}} | KNND | [5 empty] | BACnet MS/TP | 121596 | [10 empty] | 100.95.215.7 | 255.255.240.0 | [11 empty] | Proxied Device | Good | KNND | 10 | N/A |  |  |  | neptronic_evcbseries | NEPTRONIC-EVCBSERIES
2017 | Building Management System | VAV-1597 | VAV-1597 | Neptronic | EVCB SERIES | Standard | Serial | VAVCTR |  |  |  |  | Active |  | IN-BLR-ANANTA-VAV-1597_ | uuid://dce6e198-0c4d-40a5-88ad-0b19db2e31f8 | {"asset":{"guid":"uuid://dce6e198-0c4d-40a5-88ad-0b19db2e31f8","site":"in-blr-ananta","name":"vav-1597"}} | KNND | [5 empty] | BACnet MS/TP | 121597 | [10 empty] | 100.95.215.18 | 255.255.240.0 | [11 empty] | Proxied Device | Good | KNND | 10 | N/A |  |  |  | neptronic_evcbseries | NEPTRONIC-EVCBSERIES
2018 | Building Management System | VAV-1598 | VAV-1598 | Neptronic | EVCB SERIES | Standard | Serial | VAVCTR |  |  |  |  | Active |  | IN-BLR-ANANTA-VAV-1598_ | uuid://139753c7-aa84-42de-ad80-e850cd96d41b | {"asset":{"guid":"uuid://139753c7-aa84-42de-ad80-e850cd96d41b","site":"in-blr-ananta","name":"vav-1598"}} | KNND | [5 empty] | BACnet MS/TP | 121598 | [10 empty] | 100.95.215.64 | 255.255.240.0 | [11 empty] | Proxied Device | Good | KNND | 10 | N/A |  |  |  | neptronic_evcbseries | NEPTRONIC-EVCBSERIES
2019 | Building Management System | VAV-1599 | VAV-1599 | Neptronic | EVCB SERIES | Standard | Serial | VAVCTR |  |  |  |  | Active |  | IN-BLR-ANANTA-VAV-1599_ | uuid://3115bf54-c117-48a1-9bbd-fa7b382db08c | {"asset":{"guid":"uuid://3115bf54-c117-48a1-9bbd-fa7b382db08c","site":"in-blr-ananta","name":"vav-1599"}} | KNND | [5 empty] | BACnet MS/TP | 121599 | [10 empty] | 100.95.215.51 | 255.255.240.0 | [11 empty] | Proxied Device | Good | KNND | 10 | N/A |  |  |  | neptronic_evcbseries | NEPTRONIC-EVCBSERIES
2020 | Building Management System | VAV-1600 | VAV-1600 | Neptronic | EVCB SERIES | Standard | Serial | VAVCTR |  |  |  |  | Active |  | IN-BLR-ANANTA-VAV-1600_ | uuid://298f236e-1c35-459b-b3a3-3cf8148026c1 | {"asset":{"guid":"uuid://298f236e-1c35-459b-b3a3-3cf8148026c1","site":"in-blr-ananta","name":"vav-1600"}} | KNND | [5 empty] | BACnet MS/TP | 121600 | [10 empty] | 100.95.215.62 | 255.255.240.0 | [11 empty] | Proxied Device | Good | KNND | 10 | N/A |  |  |  | neptronic_evcbseries | NEPTRONIC-EVCBSERIES
2021 | Building Management System | VAV-1601 | VAV-1601 | Neptronic | EVCB SERIES | Standard | Serial | VAVCTR |  |  |  |  | Active |  | IN-BLR-ANANTA-VAV-1601_ | uuid://ada77f2e-f768-4501-8344-d8c60e644684 | {"asset":{"guid":"uuid://ada77f2e-f768-4501-8344-d8c60e644684","site":"in-blr-ananta","name":"vav-1601"}} | KNND | [5 empty] | BACnet MS/TP | 121601 | [10 empty] | 100.95.215.30 | 255.255.240.0 | [11 empty] | Proxied Device | Good | KNND | 10 | N/A |  |  |  | neptronic_evcbseries | NEPTRONIC-EVCBSERIES
2022 | Building Management System | VAV-1602 | VAV-1602 | Neptronic | EVCB SERIES | Standard | Serial | VAVCTR |  |  |  |  | Active |  | IN-BLR-ANANTA-VAV-1602_ | uuid://d8c3cd0d-5336-4d33-be5e-9cce9cf46255 | {"asset":{"guid":"uuid://d8c3cd0d-5336-4d33-be5e-9cce9cf46255","site":"in-blr-ananta","name":"vav-1602"}} | KNND | [5 empty] | BACnet MS/TP | 121602 | [10 empty] | 100.95.215.47 | 255.255.240.0 | [11 empty] | Proxied Device | Good | KNND | 10 | N/A |  |  |  | neptronic_evcbseries | NEPTRONIC-EVCBSERIES
2023 | Building Management System | VAV-1603 | VAV-1603 | Neptronic | EVCB SERIES | Standard | Serial | VAVCTR |  |  |  |  | Active |  | IN-BLR-ANANTA-VAV-1603_ | uuid://b4440121-7ed9-4a7f-b7ac-a7b327a1a30e | {"asset":{"guid":"uuid://b4440121-7ed9-4a7f-b7ac-a7b327a1a30e","site":"in-blr-ananta","name":"vav-1603"}} | KNND | [5 empty] | BACnet MS/TP | 121603 | [10 empty] | 100.95.215.78 | 255.255.240.0 | [11 empty] | Proxied Device | Good | KNND | 10 | N/A |  |  |  | neptronic_evcbseries | NEPTRONIC-EVCBSERIES
2024 | Building Management System | VAV-1604 | VAV-1604 | Neptronic | EVCB SERIES | Standard | Serial | VAVCTR |  |  |  |  | Active |  | IN-BLR-ANANTA-VAV-1604_ | uuid://34304c43-9491-4d08-b3db-cb1a0bb71606 | {"asset":{"guid":"uuid://34304c43-9491-4d08-b3db-cb1a0bb71606","site":"in-blr-ananta","name":"vav-1604"}} | KNND | [5 empty] | BACnet MS/TP | 121604 | [10 empty] | 100.95.215.91 | 255.255.240.0 | [11 empty] | Proxied Device | Good | KNND | 10 | N/A |  |  |  | neptronic_evcbseries | NEPTRONIC-EVCBSERIES
2025 | Building Management System | VAV-1605 | VAV-1605 | Neptronic | EVCB SERIES | Standard | Serial | VAVCTR |  |  |  |  | Active |  | IN-BLR-ANANTA-VAV-1605_ | uuid://366632e9-5516-4ce3-9585-8f0105280118 | {"asset":{"guid":"uuid://366632e9-5516-4ce3-9585-8f0105280118","site":"in-blr-ananta","name":"vav-1605"}} | KNND | [5 empty] | BACnet MS/TP | 121605 | [10 empty] | 100.95.215.75 | 255.255.240.0 | [11 empty] | Proxied Device | Good | KNND | 10 | N/A |  |  |  | neptronic_evcbseries | NEPTRONIC-EVCBSERIES
2026 | Building Management System | VAV-1606 | VAV-1606 | Neptronic | EVCB SERIES | Standard | Serial | VAVCTR |  |  |  |  | Active |  | IN-BLR-ANANTA-VAV-1606_ | uuid://43acbc93-4e40-4b11-bdd6-eec14e844310 | {"asset":{"guid":"uuid://43acbc93-4e40-4b11-bdd6-eec14e844310","site":"in-blr-ananta","name":"vav-1606"}} | KNND | [5 empty] | BACnet MS/TP | 121606 | [10 empty] | 100.95.215.90 | 255.255.240.0 | [11 empty] | Proxied Device | Good | KNND | 10 | N/A |  |  |  | neptronic_evcbseries | NEPTRONIC-EVCBSERIES
2027 | Building Management System | VAV-1607 | VAV-1607 | Neptronic | EVCB SERIES | Standard | Serial | VAVCTR |  |  |  |  | Active |  | IN-BLR-ANANTA-VAV-1607_ | uuid://cd9500cb-86c0-4f34-a789-d001f2ead6f7 | {"asset":{"guid":"uuid://cd9500cb-86c0-4f34-a789-d001f2ead6f7","site":"in-blr-ananta","name":"vav-1607"}} | KNND | [5 empty] | BACnet MS/TP | 121607 | [10 empty] | 100.95.215.100 | 255.255.240.0 | [11 empty] | Proxied Device | Good | KNND | 10 | N/A |  |  |  | neptronic_evcbseries | NEPTRONIC-EVCBSERIES
2028 | Building Management System | VAV-1608 | VAV-1608 | Neptronic | EVCB SERIES | Standard | Serial | VAVCTR |  |  |  |  | Active |  | IN-BLR-ANANTA-VAV-1608_ | uuid://bbe78c04-c06f-4a67-9b44-29785d2a50a9 | {"asset":{"guid":"uuid://bbe78c04-c06f-4a67-9b44-29785d2a50a9","site":"in-blr-ananta","name":"vav-1608"}} | KNND | [5 empty] | BACnet MS/TP | 121608 | [10 empty] | 100.95.215.63 | 255.255.240.0 | [11 empty] | Proxied Device | Good | KNND | 10 | N/A |  |  |  | neptronic_evcbseries | NEPTRONIC-EVCBSERIES
2029 | Building Management System | VAV-1609 | VAV-1609 | Neptronic | EVCB SERIES | Standard | Serial | VAVCTR |  |  |  |  | Active |  | IN-BLR-ANANTA-VAV-1609_ | uuid://2033f258-795c-43bf-93fd-3d48d8deecc2 | {"asset":{"guid":"uuid://2033f258-795c-43bf-93fd-3d48d8deecc2","site":"in-blr-ananta","name":"vav-1609"}} | KNND | [5 empty] | BACnet MS/TP | 121609 | [10 empty] | 100.95.215.59 | 255.255.240.0 | [11 empty] | Proxied Device | Good | KNND | 10 | N/A |  |  |  | neptronic_evcbseries | NEPTRONIC-EVCBSERIES
2030 | Building Management System | VAV-1610 | VAV-1610 | Neptronic | EVCB SERIES | Standard | Serial | VAVCTR |  |  |  |  | Active |  | IN-BLR-ANANTA-VAV-1610_ | uuid://ad7fa402-0a6b-4295-8ad9-2b17156a1590 | {"asset":{"guid":"uuid://ad7fa402-0a6b-4295-8ad9-2b17156a1590","site":"in-blr-ananta","name":"vav-1610"}} | KNND | [5 empty] | BACnet MS/TP | 121610 | [10 empty] | 100.95.215.107 | 255.255.240.0 | [11 empty] | Proxied Device | Good | KNND | 10 | N/A |  |  |  | neptronic_evcbseries | NEPTRONIC-EVCBSERIES
2031 | Building Management System | VAV-1611 | VAV-1611 | Neptronic | EVCB SERIES | Standard | Serial | VAVCTR |  |  |  |  | Active |  | IN-BLR-ANANTA-VAV-1611_ | uuid://7e7c3916-3f7c-4690-b50c-0fe37e21feae | {"asset":{"guid":"uuid://7e7c3916-3f7c-4690-b50c-0fe37e21feae","site":"in-blr-ananta","name":"vav-1611"}} | KNND | [5 empty] | BACnet MS/TP | 121611 | [10 empty] | 100.95.215.104 | 255.255.240.0 | [11 empty] | Proxied Device | Good | KNND | 10 | N/A |  |  |  | neptronic_evcbseries | NEPTRONIC-EVCBSERIES
2032 | Building Management System | VAV-1612 | VAV-1612 | Neptronic | EVCB SERIES | Standard | Serial | VAVCTR |  |  |  |  | Active |  | IN-BLR-ANANTA-VAV-1612_ | uuid://4ed4e130-39c3-4f7c-ac38-599fc7af27df | {"asset":{"guid":"uuid://4ed4e130-39c3-4f7c-ac38-599fc7af27df","site":"in-blr-ananta","name":"vav-1612"}} | KNND | [5 empty] | BACnet MS/TP | 121612 | [10 empty] | 100.95.215.112 | 255.255.240.0 | [11 empty] | Proxied Device | Good | KNND | 10 | N/A |  |  |  | neptronic_evcbseries | NEPTRONIC-EVCBSERIES
2033 | Building Management System | VAV-1613 | VAV-1613 | Neptronic | EVCB SERIES | Standard | Serial | VAVCTR |  |  |  |  | Active |  | IN-BLR-ANANTA-VAV-1613_ | uuid://e8ce658b-4a4c-4175-8448-d84ba62a7a14 | {"asset":{"guid":"uuid://e8ce658b-4a4c-4175-8448-d84ba62a7a14","site":"in-blr-ananta","name":"vav-1613"}} | KNND | [5 empty] | BACnet MS/TP | 121613 | [10 empty] | 100.95.214.254 | 255.255.240.0 | [11 empty] | Proxied Device | Good | KNND | 10 | N/A |  |  |  | neptronic_evcbseries | NEPTRONIC-EVCBSERIES
2034 | Building Management System | VAV-1614 | VAV-1614 | Neptronic | EVCB SERIES | Standard | Serial | VAVCTR |  |  |  |  | Active |  | IN-BLR-ANANTA-VAV-1614_ | uuid://38d342e7-03ee-4b64-8eaa-79cdaf29ec0a | {"asset":{"guid":"uuid://38d342e7-03ee-4b64-8eaa-79cdaf29ec0a","site":"in-blr-ananta","name":"vav-1614"}} | KNND | [5 empty] | BACnet MS/TP | 121614 | [10 empty] | 100.95.214.219 | 255.255.240.0 | [11 empty] | Proxied Device | Good | KNND | 10 | N/A |  |  |  | neptronic_evcbseries | NEPTRONIC-EVCBSERIES
2035 | Building Management System | VAV-1615 | VAV-1615 | Neptronic | EVCB SERIES | Standard | Serial | VAVCTR |  |  |  |  | Active |  | IN-BLR-ANANTA-VAV-1615_ | uuid://764e029b-2ae5-4aa8-8581-c6537e068701 | {"asset":{"guid":"uuid://764e029b-2ae5-4aa8-8581-c6537e068701","site":"in-blr-ananta","name":"vav-1615"}} | KNND | [5 empty] | BACnet MS/TP | 121615 | [10 empty] | 100.95.214.149 | 255.255.240.0 | [11 empty] | Proxied Device | Good | KNND | 10 | N/A |  |  |  | neptronic_evcbseries | NEPTRONIC-EVCBSERIES
2036 | Building Management System | VAV-1616 | VAV-1616 | Neptronic | EVCB SERIES | Standard | Serial | VAVCTR |  |  |  |  | Active |  | IN-BLR-ANANTA-VAV-1616_ | uuid://139523a6-0afb-42e6-a596-32b96cb6ec06 | {"asset":{"guid":"uuid://139523a6-0afb-42e6-a596-32b96cb6ec06","site":"in-blr-ananta","name":"vav-1616"}} | KNND | [5 empty] | BACnet MS/TP | 121616 | [10 empty] | 100.95.214.233 | 255.255.240.0 | [11 empty] | Proxied Device | Good | KNND | 10 | N/A |  |  |  | neptronic_evcbseries | NEPTRONIC-EVCBSERIES
2037 | Building Management System | VAV-1617 | VAV-1617 | Neptronic | EVCB SERIES | Standard | Serial | VAVCTR |  |  |  |  | Active |  | IN-BLR-ANANTA-VAV-1617_ | uuid://c57ab6e7-7b4e-4c12-a160-5ab831d3bbb9 | {"asset":{"guid":"uuid://c57ab6e7-7b4e-4c12-a160-5ab831d3bbb9","site":"in-blr-ananta","name":"vav-1617"}} | KNND | [5 empty] | BACnet MS/TP | 121617 | [10 empty] | 100.95.214.220 | 255.255.240.0 | [11 empty] | Proxied Device | Good | KNND | 10 | N/A |  |  |  | neptronic_evcbseries | NEPTRONIC-EVCBSERIES
2038 | Building Management System | VAV-1618 | VAV-1618 | Neptronic | EVCB SERIES | Standard | Serial | VAVCTR |  |  |  |  | Active |  | IN-BLR-ANANTA-VAV-1618_ | uuid://5cf9cb99-cba4-4f2d-b3b6-e6712841be66 | {"asset":{"guid":"uuid://5cf9cb99-cba4-4f2d-b3b6-e6712841be66","site":"in-blr-ananta","name":"vav-1618"}} | KNND | [5 empty] | BACnet MS/TP | 121618 | [10 empty] | 100.95.214.239 | 255.255.240.0 | [11 empty] | Proxied Device | Good | KNND | 10 | N/A |  |  |  | neptronic_evcbseries | NEPTRONIC-EVCBSERIES
2039 | Building Management System | VAV-1619 | VAV-1619 | Neptronic | EVCB SERIES | Standard | Serial | VAVCTR |  |  |  |  | Active |  | IN-BLR-ANANTA-VAV-1619_ | uuid://4d2c21b7-d67e-404f-b667-6309ef05eb52 | {"asset":{"guid":"uuid://4d2c21b7-d67e-404f-b667-6309ef05eb52","site":"in-blr-ananta","name":"vav-1619"}} | KNND | [5 empty] | BACnet MS/TP | 121619 | [10 empty] | 100.95.214.251 | 255.255.240.0 | [11 empty] | Proxied Device | Good | KNND | 10 | N/A |  |  |  | neptronic_evcbseries | NEPTRONIC-EVCBSERIES
2040 | Building Management System | VAV-1620 | VAV-1620 | Neptronic | EVCB SERIES | Standard | Serial | VAVCTR |  |  |  |  | Active |  | IN-BLR-ANANTA-VAV-1620_ | uuid://685e4e93-ec92-4d78-94a2-fc1012171873 | {"asset":{"guid":"uuid://685e4e93-ec92-4d78-94a2-fc1012171873","site":"in-blr-ananta","name":"vav-1620"}} | KNND | [5 empty] | BACnet MS/TP | 121620 | [10 empty] | 100.95.215.5 | 255.255.240.0 | [11 empty] | Proxied Device | Good | KNND | 10 | N/A |  |  |  | neptronic_evcbseries | NEPTRONIC-EVCBSERIES
2041 | Building Management System | VAV-1621 | VAV-1621 | Neptronic | EVCB SERIES | Standard | Serial | VAVCTR |  |  |  |  | Active |  | IN-BLR-ANANTA-VAV-1621_ | uuid://9ed3b826-be34-49d5-9e76-033eda63b18a | {"asset":{"guid":"uuid://9ed3b826-be34-49d5-9e76-033eda63b18a","site":"in-blr-ananta","name":"vav-1621"}} | KNND | [5 empty] | BACnet MS/TP | 121621 | [10 empty] | 100.95.214.218 | 255.255.240.0 | [11 empty] | Proxied Device | Good | KNND | 10 | N/A |  |  |  | neptronic_evcbseries | NEPTRONIC-EVCBSERIES
2042 | Building Management System | VAV-1622 | VAV-1622 | Neptronic | EVCB SERIES | Standard | Serial | VAVCTR |  |  |  |  | Active |  | IN-BLR-ANANTA-VAV-1622_ | uuid://18b3b3c9-bf7c-429d-bb6c-655633cfb3c8 | {"asset":{"guid":"uuid://18b3b3c9-bf7c-429d-bb6c-655633cfb3c8","site":"in-blr-ananta","name":"vav-1622"}} | KNND | [5 empty] | BACnet MS/TP | 121622 | [10 empty] | 100.95.215.14 | 255.255.240.0 | [11 empty] | Proxied Device | Good | KNND | 10 | N/A |  |  |  | neptronic_evcbseries | NEPTRONIC-EVCBSERIES
2043 | Building Management System | VAV-1623 | VAV-1623 | Neptronic | EVCB SERIES | Standard | Serial | VAVCTR |  |  |  |  | Active |  | IN-BLR-ANANTA-VAV-1623_ | uuid://14190e4e-8c4e-433f-9a19-77ff0dabda30 | {"asset":{"guid":"uuid://14190e4e-8c4e-433f-9a19-77ff0dabda30","site":"in-blr-ananta","name":"vav-1623"}} | KNND | [5 empty] | BACnet MS/TP | 121623 | [10 empty] | 100.95.214.124 | 255.255.240.0 | [11 empty] | Proxied Device | Good | KNND | 10 | N/A |  |  |  | neptronic_evcbseries | NEPTRONIC-EVCBSERIES
2044 | Building Management System | VAV-1624 | VAV-1624 | Neptronic | EVCB SERIES | Standard | Serial | VAVCTR |  |  |  |  | Active |  | IN-BLR-ANANTA-VAV-1624_ | uuid://5261e561-93c1-43b1-ae84-8b3487bd373f | {"asset":{"guid":"uuid://5261e561-93c1-43b1-ae84-8b3487bd373f","site":"in-blr-ananta","name":"vav-1624"}} | KNND | [5 empty] | BACnet MS/TP | 121624 | [10 empty] | 100.95.215.11 | 255.255.240.0 | [11 empty] | Proxied Device | Good | KNND | 10 | N/A |  |  |  | neptronic_evcbseries | NEPTRONIC-EVCBSERIES
2045 | Building Management System | VAV-1625 | VAV-1625 | Neptronic | EVCB SERIES | Standard | Serial | VAVCTR |  |  |  |  | Active |  | IN-BLR-ANANTA-VAV-1625_ | uuid://0d123681-1edb-45b0-8896-019bd3a3529f | {"asset":{"guid":"uuid://0d123681-1edb-45b0-8896-019bd3a3529f","site":"in-blr-ananta","name":"vav-1625"}} | KNND | [5 empty] | BACnet MS/TP | 121625 | [10 empty] | 100.95.215.15 | 255.255.240.0 | [11 empty] | Proxied Device | Good | KNND | 10 | N/A |  |  |  | neptronic_evcbseries | NEPTRONIC-EVCBSERIES
2046 | Building Management System | VAV-1626 | VAV-1626 | Neptronic | EVCB SERIES | Standard | Serial | VAVCTR |  |  |  |  | Active |  | IN-BLR-ANANTA-VAV-1626_ | uuid://ed1b8975-d7c2-4fb8-adfc-4f9fd2e996e9 | {"asset":{"guid":"uuid://ed1b8975-d7c2-4fb8-adfc-4f9fd2e996e9","site":"in-blr-ananta","name":"vav-1626"}} | KNND | [5 empty] | BACnet MS/TP | 121626 | [10 empty] | 100.95.215.20 | 255.255.240.0 | [11 empty] | Proxied Device | Good | KNND | 10 | N/A |  |  |  | neptronic_evcbseries | NEPTRONIC-EVCBSERIES
2047 | Building Management System | VAV-1627 | VAV-1627 | Neptronic | EVCB SERIES | Standard | Serial | VAVCTR |  |  |  |  | Active |  | IN-BLR-ANANTA-VAV-1627_ | uuid://c427094f-1ce8-4597-bd2f-76578ca27c0f | {"asset":{"guid":"uuid://c427094f-1ce8-4597-bd2f-76578ca27c0f","site":"in-blr-ananta","name":"vav-1627"}} | KNND | [5 empty] | BACnet MS/TP | 121627 | [10 empty] | 100.95.215.33 | 255.255.240.0 | [11 empty] | Proxied Device | Good | KNND | 10 | N/A |  |  |  | neptronic_evcbseries | NEPTRONIC-EVCBSERIES
2048 | Building Management System | VAV-1628 | VAV-1628 | Neptronic | EVCB SERIES | Standard | Serial | VAVCTR |  |  |  |  | Active |  | IN-BLR-ANANTA-VAV-1628_ | uuid://1d8c8558-b4c0-4e94-a311-9075bed91355 | {"asset":{"guid":"uuid://1d8c8558-b4c0-4e94-a311-9075bed91355","site":"in-blr-ananta","name":"vav-1628"}} | KNND | [5 empty] | BACnet MS/TP | 121628 | [10 empty] | 100.95.215.22 | 255.255.240.0 | [11 empty] | Proxied Device | Good | KNND | 10 | N/A |  |  |  | neptronic_evcbseries | NEPTRONIC-EVCBSERIES
2049 | Building Management System | VAV-1629 | VAV-1629 | Neptronic | EVCB SERIES | Standard | Serial | VAVCTR |  |  |  |  | Active |  | IN-BLR-ANANTA-VAV-1629_ | uuid://e03ad359-20bc-45c7-9dda-f0a9434ca03e | {"asset":{"guid":"uuid://e03ad359-20bc-45c7-9dda-f0a9434ca03e","site":"in-blr-ananta","name":"vav-1629"}} | KNND | [5 empty] | BACnet MS/TP | 121629 | [10 empty] | 100.95.214.205 | 255.255.240.0 | [11 empty] | Proxied Device | Good | KNND | 10 | N/A |  |  |  | neptronic_evcbseries | NEPTRONIC-EVCBSERIES
2050 | Building Management System | VAV-1630 | VAV-1630 | Neptronic | EVCB SERIES | Standard | Serial | VAVCTR |  |  |  |  | Active |  | IN-BLR-ANANTA-VAV-1630_ | uuid://ba371ab0-c168-44ae-9c0e-a9735d0e53a6 | {"asset":{"guid":"uuid://ba371ab0-c168-44ae-9c0e-a9735d0e53a6","site":"in-blr-ananta","name":"vav-1630"}} | KNND | [5 empty] | BACnet MS/TP | 121630 | [10 empty] | 100.95.214.243 | 255.255.240.0 | [11 empty] | Proxied Device | Good | KNND | 10 | N/A |  |  |  | neptronic_evcbseries | NEPTRONIC-EVCBSERIES
2051 | Building Management System | VAV-1631 | VAV-1631 | Neptronic | EVCB SERIES | Standard | Serial | VAVCTR |  |  |  |  | Active |  | IN-BLR-ANANTA-VAV-1631_ | uuid://bf244323-334a-49f4-8e72-2f30b4ec26fa | {"asset":{"guid":"uuid://bf244323-334a-49f4-8e72-2f30b4ec26fa","site":"in-blr-ananta","name":"vav-1631"}} | KNND | [5 empty] | BACnet MS/TP | 121631 | [10 empty] | 100.95.215.43 | 255.255.240.0 | [11 empty] | Proxied Device | Good | KNND | 10 | N/A |  |  |  | neptronic_evcbseries | NEPTRONIC-EVCBSERIES
2052 | Building Management System | VAV-1632 | VAV-1632 | Neptronic | EVCB SERIES | Standard | Serial | VAVCTR |  |  |  |  | Active |  | IN-BLR-ANANTA-VAV-1632_ | uuid://8822c291-cf92-42aa-978f-8ad6d5390c48 | {"asset":{"guid":"uuid://8822c291-cf92-42aa-978f-8ad6d5390c48","site":"in-blr-ananta","name":"vav-1632"}} | KNND | [5 empty] | BACnet MS/TP | 121632 | [10 empty] | 100.95.215.52 | 255.255.240.0 | [11 empty] | Proxied Device | Good | KNND | 10 | N/A |  |  |  | neptronic_evcbseries | NEPTRONIC-EVCBSERIES
2053 | Building Management System | VAV-1633 | VAV-1633 | Neptronic | EVCB SERIES | Standard | Serial | VAVCTR |  |  |  |  | Active |  | IN-BLR-ANANTA-VAV-1633_ | uuid://962f87de-3538-4e40-b88b-3785dcea71d6 | {"asset":{"guid":"uuid://962f87de-3538-4e40-b88b-3785dcea71d6","site":"in-blr-ananta","name":"vav-1633"}} | KNND | [5 empty] | BACnet MS/TP | 121633 | [10 empty] | 100.95.215.13 | 255.255.240.0 | [11 empty] | Proxied Device | Good | KNND | 10 | N/A |  |  |  | neptronic_evcbseries | NEPTRONIC-EVCBSERIES
2054 | Building Management System | VAV-1634 | VAV-1634 | Neptronic | EVCB SERIES | Standard | Serial | VAVCTR |  |  |  |  | Active |  | IN-BLR-ANANTA-VAV-1634_ | uuid://c5450ad2-e23f-49e8-809a-5fd3ddc4eba6 | {"asset":{"guid":"uuid://c5450ad2-e23f-49e8-809a-5fd3ddc4eba6","site":"in-blr-ananta","name":"vav-1634"}} | KNND | [5 empty] | BACnet MS/TP | 121634 | [10 empty] | 100.95.215.2 | 255.255.240.0 | [11 empty] | Proxied Device | Good | KNND | 10 | N/A |  |  |  | neptronic_evcbseries | NEPTRONIC-EVCBSERIES
2055 | Building Management System | VAV-1635 | VAV-1635 | Neptronic | EVCB SERIES | Standard | Serial | VAVCTR |  |  |  |  | Active |  | IN-BLR-ANANTA-VAV-1635_ | uuid://c75a1b2f-e2e1-4990-8145-5f5547955dc5 | {"asset":{"guid":"uuid://c75a1b2f-e2e1-4990-8145-5f5547955dc5","site":"in-blr-ananta","name":"vav-1635"}} | KNND | [5 empty] | BACnet MS/TP | 121635 | [10 empty] | 100.95.214.190 | 255.255.240.0 | [11 empty] | Proxied Device | Good | KNND | 10 | N/A |  |  |  | neptronic_evcbseries | NEPTRONIC-EVCBSERIES
2056 | Building Management System | VAV-1636 | VAV-1636 | Neptronic | EVCB SERIES | Standard | Serial | VAVCTR |  |  |  |  | Active |  | IN-BLR-ANANTA-VAV-1636_ | uuid://02f36830-97d8-4d34-85df-d801e337b85b | {"asset":{"guid":"uuid://02f36830-97d8-4d34-85df-d801e337b85b","site":"in-blr-ananta","name":"vav-1636"}} | KNND | [5 empty] | BACnet MS/TP | 121636 | [10 empty] | 100.95.214.217 | 255.255.240.0 | [11 empty] | Proxied Device | Good | KNND | 10 | N/A |  |  |  | neptronic_evcbseries | NEPTRONIC-EVCBSERIES
2057 | Building Management System | VAV-1637 | VAV-1637 | Neptronic | EVCB SERIES | Standard | Serial | VAVCTR |  |  |  |  | Active |  | IN-BLR-ANANTA-VAV-1637_ | uuid://83a910a1-16ab-4d7a-9e4c-c904eaf08c71 | {"asset":{"guid":"uuid://83a910a1-16ab-4d7a-9e4c-c904eaf08c71","site":"in-blr-ananta","name":"vav-1637"}} | KNND | [5 empty] | BACnet MS/TP | 121637 | [10 empty] | 100.95.214.224 | 255.255.240.0 | [11 empty] | Proxied Device | Good | KNND | 10 | N/A |  |  |  | neptronic_evcbseries | NEPTRONIC-EVCBSERIES
2058 | Building Management System | VAV-1638 | VAV-1638 | Neptronic | EVCB SERIES | Standard | Serial | VAVCTR |  |  |  |  | Active |  | IN-BLR-ANANTA-VAV-1638_ | uuid://2021b0d2-4107-4c44-8814-347c7e21d1a9 | {"asset":{"guid":"uuid://2021b0d2-4107-4c44-8814-347c7e21d1a9","site":"in-blr-ananta","name":"vav-1638"}} | KNND | [5 empty] | BACnet MS/TP | 121638 | [10 empty] | 100.95.214.226 | 255.255.240.0 | [11 empty] | Proxied Device | Good | KNND | 10 | N/A |  |  |  | neptronic_evcbseries | NEPTRONIC-EVCBSERIES
2059 | Building Management System | VAV-1639 | VAV-1639 | Neptronic | EVCB SERIES | Standard | Serial | VAVCTR |  |  |  |  | Active |  | IN-BLR-ANANTA-VAV-1639_ | uuid://7db2932e-0f68-4658-b794-a50bbeaec453 | {"asset":{"guid":"uuid://7db2932e-0f68-4658-b794-a50bbeaec453","site":"in-blr-ananta","name":"vav-1639"}} | KNND | [5 empty] | BACnet MS/TP | 121639 | [10 empty] | 100.95.214.234 | 255.255.240.0 | [11 empty] | Proxied Device | Good | KNND | 10 | N/A |  |  |  | neptronic_evcbseries | NEPTRONIC-EVCBSERIES
2060 | Building Management System | VAV-1640 | VAV-1640 | Neptronic | EVCB SERIES | Standard | Serial | VAVCTR |  |  |  |  | Active |  | IN-BLR-ANANTA-VAV-1640_ | uuid://50bb6a20-ba6b-4574-8072-351f5fec5232 | {"asset":{"guid":"uuid://50bb6a20-ba6b-4574-8072-351f5fec5232","site":"in-blr-ananta","name":"vav-1640"}} | KNND | [5 empty] | BACnet MS/TP | 121640 | [10 empty] | 100.95.214.246 | 255.255.240.0 | [11 empty] | Proxied Device | Good | KNND | 10 | N/A |  |  |  | neptronic_evcbseries | NEPTRONIC-EVCBSERIES
2061 | Building Management System | VAV-1641 | VAV-1641 | Neptronic | EVCB SERIES | Standard | Serial | VAVCTR |  |  |  |  | Active |  | IN-BLR-ANANTA-VAV-1641_ | uuid://15fd5c99-f306-4624-af13-4746b95024b3 | {"asset":{"guid":"uuid://15fd5c99-f306-4624-af13-4746b95024b3","site":"in-blr-ananta","name":"vav-1641"}} | KNND | [5 empty] | BACnet MS/TP | 121641 | [10 empty] | 100.95.214.225 | 255.255.240.0 | [11 empty] | Proxied Device | Good | KNND | 10 | N/A |  |  |  | neptronic_evcbseries | NEPTRONIC-EVCBSERIES
2062 | Building Management System | VAV-1642 | VAV-1642 | Neptronic | EVCB SERIES | Standard | Serial | VAVCTR |  |  |  |  | Active |  | IN-BLR-ANANTA-VAV-1642_ | uuid://c6664faf-09c6-43f2-9bc4-430c2245b40d | {"asset":{"guid":"uuid://c6664faf-09c6-43f2-9bc4-430c2245b40d","site":"in-blr-ananta","name":"vav-1642"}} | KNND | [5 empty] | BACnet MS/TP | 121642 | [10 empty] | 100.95.215.10 | 255.255.240.0 | [11 empty] | Proxied Device | Good | KNND | 10 | N/A |  |  |  | neptronic_evcbseries | NEPTRONIC-EVCBSERIES
2063 | Building Management System | VAV-1643 | VAV-1643 | Neptronic | EVCB SERIES | Standard | Serial | VAVCTR |  |  |  |  | Active |  | IN-BLR-ANANTA-VAV-1643_ | uuid://14aeaa36-539f-457c-a417-3a90a434adba | {"asset":{"guid":"uuid://14aeaa36-539f-457c-a417-3a90a434adba","site":"in-blr-ananta","name":"vav-1643"}} | KNND | [5 empty] | BACnet MS/TP | 121643 | [10 empty] | 100.95.214.173 | 255.255.240.0 | [11 empty] | Proxied Device | Good | KNND | 10 | N/A |  |  |  | neptronic_evcbseries | NEPTRONIC-EVCBSERIES
2064 | Building Management System | VAV-1644 | VAV-1644 | Neptronic | EVCB SERIES | Standard | Serial | VAVCTR |  |  |  |  | Active |  | IN-BLR-ANANTA-VAV-1644_ | uuid://2027fb9b-ab74-4c7a-9374-17a4e9a3abd4 | {"asset":{"guid":"uuid://2027fb9b-ab74-4c7a-9374-17a4e9a3abd4","site":"in-blr-ananta","name":"vav-1644"}} | KNND | [5 empty] | BACnet MS/TP | 121644 | [10 empty] | 100.95.214.194 | 255.255.240.0 | [11 empty] | Proxied Device | Good | KNND | 10 | N/A |  |  |  | neptronic_evcbseries | NEPTRONIC-EVCBSERIES
2065 | Building Management System | VAV-1645 | VAV-1645 | Neptronic | EVCB SERIES | Standard | Serial | VAVCTR |  |  |  |  | Active |  | IN-BLR-ANANTA-VAV-1645_ | uuid://19db5f7a-2077-4a3a-88ba-c314ddc45d8a | {"asset":{"guid":"uuid://19db5f7a-2077-4a3a-88ba-c314ddc45d8a","site":"in-blr-ananta","name":"vav-1645"}} | KNND | [5 empty] | BACnet MS/TP | 121645 | [10 empty] | 100.95.214.238 | 255.255.240.0 | [11 empty] | Proxied Device | Good | KNND | 10 | N/A |  |  |  | neptronic_evcbseries | NEPTRONIC-EVCBSERIES
2066 | Building Management System | VAV-1646 | VAV-1646 | Neptronic | EVCB SERIES | Standard | Serial | VAVCTR |  |  |  |  | Active |  | IN-BLR-ANANTA-VAV-1646_ | uuid://0f43add3-f3d7-45e6-aee2-7ba8313e5ab7 | {"asset":{"guid":"uuid://0f43add3-f3d7-45e6-aee2-7ba8313e5ab7","site":"in-blr-ananta","name":"vav-1646"}} | KNND | [5 empty] | BACnet MS/TP | 121646 | [10 empty] | 100.95.214.245 | 255.255.240.0 | [11 empty] | Proxied Device | Good | KNND | 10 | N/A |  |  |  | neptronic_evcbseries | NEPTRONIC-EVCBSERIES
2067 | Building Management System | VAV-1647 | VAV-1647 | Neptronic | EVCB SERIES | Standard | Serial | VAVCTR |  |  |  |  | Active |  | IN-BLR-ANANTA-VAV-1647_ | uuid://03043924-2ddd-4b0d-87a8-51f991dab673 | {"asset":{"guid":"uuid://03043924-2ddd-4b0d-87a8-51f991dab673","site":"in-blr-ananta","name":"vav-1647"}} | KNND | [5 empty] | BACnet MS/TP | 121647 | [10 empty] | 100.95.214.174 | 255.255.240.0 | [11 empty] | Proxied Device | Good | KNND | 10 | N/A |  |  |  | neptronic_evcbseries | NEPTRONIC-EVCBSERIES
2068 | Building Management System | VAV-1648 | VAV-1648 | Neptronic | EVCB SERIES | Standard | Serial | VAVCTR |  |  |  |  | Active |  | IN-BLR-ANANTA-VAV-1648_ | uuid://96a243b0-994f-4766-865d-ea41530204a0 | {"asset":{"guid":"uuid://96a243b0-994f-4766-865d-ea41530204a0","site":"in-blr-ananta","name":"vav-1648"}} | KNND | [5 empty] | BACnet MS/TP | 121648 | [10 empty] | 100.95.215.31 | 255.255.240.0 | [11 empty] | Proxied Device | Good | KNND | 10 | N/A |  |  |  | neptronic_evcbseries | NEPTRONIC-EVCBSERIES
2069 | Building Management System | VAV-1649 | VAV-1649 | Neptronic | EVCB SERIES | Standard | Serial | VAVCTR |  |  |  |  | Active |  | IN-BLR-ANANTA-VAV-1649_ | uuid://db995b50-af34-4603-8906-470f1da1addf | {"asset":{"guid":"uuid://db995b50-af34-4603-8906-470f1da1addf","site":"in-blr-ananta","name":"vav-1649"}} | KNND | [5 empty] | BACnet MS/TP | 121649 | [10 empty] | 100.95.215.29 | 255.255.240.0 | [11 empty] | Proxied Device | Good | KNND | 10 | N/A |  |  |  | neptronic_evcbseries | NEPTRONIC-EVCBSERIES
2070 | Building Management System | VAV-1650 | VAV-1650 | Neptronic | EVCB SERIES | Standard | Serial | VAVCTR |  |  |  |  | Active |  | IN-BLR-ANANTA-VAV-1650_ | uuid://2c158347-4d31-44e4-affc-ec9a613a5107 | {"asset":{"guid":"uuid://2c158347-4d31-44e4-affc-ec9a613a5107","site":"in-blr-ananta","name":"vav-1650"}} | KNND | [5 empty] | BACnet MS/TP | 121650 | [10 empty] | 100.95.215.26 | 255.255.240.0 | [11 empty] | Proxied Device | Good | KNND | 10 | N/A |  |  |  | neptronic_evcbseries | NEPTRONIC-EVCBSERIES
2071 | Building Management System | VAV-1651 | VAV-1651 | Neptronic | EVCB SERIES | Standard | Serial | VAVCTR |  |  |  |  | Active |  | IN-BLR-ANANTA-VAV-1651_ | uuid://e41d7abe-f3fb-440a-8c31-ba68d98e33f5 | {"asset":{"guid":"uuid://e41d7abe-f3fb-440a-8c31-ba68d98e33f5","site":"in-blr-ananta","name":"vav-1651"}} | KNND | [5 empty] | BACnet MS/TP | 121651 | [10 empty] | 100.95.215.37 | 255.255.240.0 | [11 empty] | Proxied Device | Good | KNND | 10 | N/A |  |  |  | neptronic_evcbseries | NEPTRONIC-EVCBSERIES
2072 | Building Management System | VAV-1652 | VAV-1652 | Neptronic | EVCB SERIES | Standard | Serial | VAVCTR |  |  |  |  | Active |  | IN-BLR-ANANTA-VAV-1652_ | uuid://845bdc07-1b3e-407b-ad8f-9ac650c2a9ff | {"asset":{"guid":"uuid://845bdc07-1b3e-407b-ad8f-9ac650c2a9ff","site":"in-blr-ananta","name":"vav-1652"}} | KNND | [5 empty] | BACnet MS/TP | 121652 | [10 empty] | 100.95.215.25 | 255.255.240.0 | [11 empty] | Proxied Device | Good | KNND | 10 | N/A |  |  |  | neptronic_evcbseries | NEPTRONIC-EVCBSERIES
2073 | Building Management System | VAV-1653 | VAV-1653 | Neptronic | EVCB SERIES | Standard | Serial | VAVCTR |  |  |  |  | Active |  | IN-BLR-ANANTA-VAV-1653_ | uuid://f7107c8b-e1f9-4511-9077-fd6d69fb7594 | {"asset":{"guid":"uuid://f7107c8b-e1f9-4511-9077-fd6d69fb7594","site":"in-blr-ananta","name":"vav-1653"}} | KNND | [5 empty] | BACnet MS/TP | 121653 | [10 empty] | 100.95.215.35 | 255.255.240.0 | [11 empty] | Proxied Device | Good | KNND | 10 | N/A |  |  |  | neptronic_evcbseries | NEPTRONIC-EVCBSERIES
2074 | Building Management System | VAV-1654 | VAV-1654 | Neptronic | EVCB SERIES | Standard | Serial | VAVCTR |  |  |  |  | Active |  | IN-BLR-ANANTA-VAV-1654_ | uuid://53b3e406-e5fb-46eb-83c0-7ccb88d891bc | {"asset":{"guid":"uuid://53b3e406-e5fb-46eb-83c0-7ccb88d891bc","site":"in-blr-ananta","name":"vav-1654"}} | KNND | [5 empty] | BACnet MS/TP | 121654 | [10 empty] | 100.95.215.31 | 255.255.240.0 | [11 empty] | Proxied Device | Good | KNND | 10 | N/A |  |  |  | neptronic_evcbseries | NEPTRONIC-EVCBSERIES
2075 | Building Management System | VAV-1655 | VAV-1655 | Neptronic | EVCB SERIES | Standard | Serial | VAVCTR |  |  |  |  | Active |  | IN-BLR-ANANTA-VAV-1655_ | uuid://0dc81375-889f-497e-84c4-04b74e48949e | {"asset":{"guid":"uuid://0dc81375-889f-497e-84c4-04b74e48949e","site":"in-blr-ananta","name":"vav-1655"}} | KNND | [5 empty] | BACnet MS/TP | 121655 | [10 empty] | 100.95.215.29 | 255.255.240.0 | [11 empty] | Proxied Device | Good | KNND | 10 | N/A |  |  |  | neptronic_evcbseries | NEPTRONIC-EVCBSERIES
2076 | Building Management System | VAV-1656 | VAV-1656 | Neptronic | EVCB SERIES | Standard | Serial | VAVCTR |  |  |  |  | Active |  | IN-BLR-ANANTA-VAV-1656_ | uuid://23bd1aa5-92e5-4608-9014-ca6d8b701020 | {"asset":{"guid":"uuid://23bd1aa5-92e5-4608-9014-ca6d8b701020","site":"in-blr-ananta","name":"vav-1656"}} | KNND | [5 empty] | BACnet MS/TP | 121656 | [10 empty] | 100.95.215.56 | 255.255.240.0 | [11 empty] | Proxied Device | Good | KNND | 10 | N/A |  |  |  | neptronic_evcbseries | NEPTRONIC-EVCBSERIES
2077 | Building Management System | VAV-1657 | VAV-1657 | Neptronic | EVCB SERIES | Standard | Serial | VAVCTR |  |  |  |  | Active |  | IN-BLR-ANANTA-VAV-1657_ | uuid://656a75b3-7a8c-4011-8ee8-b0376f25eb3f | {"asset":{"guid":"uuid://656a75b3-7a8c-4011-8ee8-b0376f25eb3f","site":"in-blr-ananta","name":"vav-1657"}} | KNND | [5 empty] | BACnet MS/TP | 121657 | [10 empty] | 100.95.214.250 | 255.255.240.0 | [11 empty] | Proxied Device | Good | KNND | 10 | N/A |  |  |  | neptronic_evcbseries | NEPTRONIC-EVCBSERIES
2078 | Building Management System | VAV-1658 | VAV-1658 | Neptronic | EVCB SERIES | Standard | Serial | VAVCTR |  |  |  |  | Active |  | IN-BLR-ANANTA-VAV-1658_ | uuid://0b1db99d-9485-40b7-812b-1e58a888a2f4 | {"asset":{"guid":"uuid://0b1db99d-9485-40b7-812b-1e58a888a2f4","site":"in-blr-ananta","name":"vav-1658"}} | KNND | [5 empty] | BACnet MS/TP | 121658 | [10 empty] | 100.95.214.210 | 255.255.240.0 | [11 empty] | Proxied Device | Good | KNND | 10 | N/A |  |  |  | neptronic_evcbseries | NEPTRONIC-EVCBSERIES
2079 | Building Management System | VAV-1659 | VAV-1659 | Neptronic | EVCB SERIES | Standard | Serial | VAVCTR |  |  |  |  | Active |  | IN-BLR-ANANTA-VAV-1659_ | uuid://b6404152-2428-46b4-912a-9fcbb6503e81 | {"asset":{"guid":"uuid://b6404152-2428-46b4-912a-9fcbb6503e81","site":"in-blr-ananta","name":"vav-1659"}} | KNND | [5 empty] | BACnet MS/TP | 121659 | [10 empty] | 100.95.214.92 | 255.255.240.0 | [11 empty] | Proxied Device | Good | KNND | 10 | N/A |  |  |  | neptronic_evcbseries | NEPTRONIC-EVCBSERIES
2080 | Building Management System | VAV-1660 | VAV-1660 | Neptronic | EVCB SERIES | Standard | Serial | VAVCTR |  |  |  |  | Active |  | IN-BLR-ANANTA-VAV-1660_ | uuid://8b0b209a-bc0c-4abc-b79b-e0c2148cacd9 | {"asset":{"guid":"uuid://8b0b209a-bc0c-4abc-b79b-e0c2148cacd9","site":"in-blr-ananta","name":"vav-1660"}} | KNND | [5 empty] | BACnet MS/TP | 121660 | [10 empty] | 100.95.214.235 | 255.255.240.0 | [11 empty] | Proxied Device | Good | KNND | 10 | N/A |  |  |  | neptronic_evcbseries | NEPTRONIC-EVCBSERIES
2081 | Building Management System | VAV-1661 | VAV-1661 | Neptronic | EVCB SERIES | Standard | Serial | VAVCTR |  |  |  |  | Active |  | IN-BLR-ANANTA-VAV-1661_ | uuid://3dcd29a0-3928-4901-b2d2-cedaf7eb3b93 | {"asset":{"guid":"uuid://3dcd29a0-3928-4901-b2d2-cedaf7eb3b93","site":"in-blr-ananta","name":"vav-1661"}} | KNND | [5 empty] | BACnet MS/TP | 121661 | [10 empty] | 100.95.214.215 | 255.255.240.0 | [11 empty] | Proxied Device | Good | KNND | 10 | N/A |  |  |  | neptronic_evcbseries | NEPTRONIC-EVCBSERIES
2082 | Building Management System | VAV-1662 | VAV-1662 | Neptronic | EVCB SERIES | Standard | Serial | VAVCTR |  |  |  |  | Active |  | IN-BLR-ANANTA-VAV-1662_ | uuid://0783bb13-97d0-440f-bca4-ab67bd404d34 | {"asset":{"guid":"uuid://0783bb13-97d0-440f-bca4-ab67bd404d34","site":"in-blr-ananta","name":"vav-1662"}} | KNND | [5 empty] | BACnet MS/TP | 121662 | [10 empty] | 100.95.214.221 | 255.255.240.0 | [11 empty] | Proxied Device | Good | KNND | 10 | N/A |  |  |  | neptronic_evcbseries | NEPTRONIC-EVCBSERIES
2083 | Building Management System | VAV-1663 | VAV-1663 | Neptronic | EVCB SERIES | Standard | Serial | VAVCTR |  |  |  |  | Active |  | IN-BLR-ANANTA-VAV-1663_ | uuid://8fbfee7b-68fb-467d-9c2c-7fe99deddd0f | {"asset":{"guid":"uuid://8fbfee7b-68fb-467d-9c2c-7fe99deddd0f","site":"in-blr-ananta","name":"vav-1663"}} | KNND | [5 empty] | BACnet MS/TP | 121663 | [11 empty] | 255.255.240.0 | [11 empty] | Proxied Device | Good | KNND | 10 | N/A |  |  |  | neptronic_evcbseries | NEPTRONIC-EVCBSERIES
2084 | Building Management System | VAV-1664 | VAV-1664 | Neptronic | EVCB SERIES | Standard | Serial | VAVCTR |  |  |  |  | Active |  | IN-BLR-ANANTA-VAV-1664_ | uuid://a707aee0-a24d-493a-929b-aef87ffc4c17 | {"asset":{"guid":"uuid://a707aee0-a24d-493a-929b-aef87ffc4c17","site":"in-blr-ananta","name":"vav-1664"}} | KNND | [5 empty] | BACnet MS/TP | 121664 | [10 empty] | 100.95.215.4 | 255.255.240.0 | [11 empty] | Proxied Device | Good | KNND | 10 | N/A |  |  |  | neptronic_evcbseries | NEPTRONIC-EVCBSERIES
2085 | Building Management System | VAV-1665 | VAV-1665 | Neptronic | EVCB SERIES | Standard | Serial | VAVCTR |  |  |  |  | Active |  | IN-BLR-ANANTA-VAV-1665_ | uuid://cc5b25a0-db55-46ea-8bcc-91f33d1496d3 | {"asset":{"guid":"uuid://cc5b25a0-db55-46ea-8bcc-91f33d1496d3","site":"in-blr-ananta","name":"vav-1665"}} | KNND | [5 empty] | BACnet MS/TP | 121665 | [11 empty] | 255.255.240.0 | [11 empty] | Proxied Device | Good | KNND | 10 | N/A |  |  |  | neptronic_evcbseries | NEPTRONIC-EVCBSERIES
2086 | Building Management System | VAV-1666 | VAV-1666 | Neptronic | EVCB SERIES | Standard | Serial | VAVCTR |  |  |  |  | Active |  | IN-BLR-ANANTA-VAV-1666_ | uuid://428c016e-3523-49e8-b5d0-fb2cae364a75 | {"asset":{"guid":"uuid://428c016e-3523-49e8-b5d0-fb2cae364a75","site":"in-blr-ananta","name":"vav-1666"}} | KNND | [5 empty] | BACnet MS/TP | 121666 | [11 empty] | 255.255.240.0 | [11 empty] | Proxied Device | Good | KNND | 10 | N/A |  |  |  | neptronic_evcbseries | NEPTRONIC-EVCBSERIES
2087 | Building Management System | VAV-1667 | VAV-1667 | Neptronic | EVCB SERIES | Standard | Serial | VAVCTR |  |  |  |  | Active |  | IN-BLR-ANANTA-VAV-1667_ | uuid://064c08ba-e521-4de0-8794-caef26b8780f | {"asset":{"guid":"uuid://064c08ba-e521-4de0-8794-caef26b8780f","site":"in-blr-ananta","name":"vav-1667"}} | KNND | [5 empty] | BACnet MS/TP | 121667 | [10 empty] | 100.95.214.231 | 255.255.240.0 | [11 empty] | Proxied Device | Good | KNND | 10 | N/A |  |  |  | neptronic_evcbseries | NEPTRONIC-EVCBSERIES
2088 | Building Management System | VAV-1668 | VAV-1668 | Neptronic | EVCB SERIES | Standard | Serial | VAVCTR |  |  |  |  | Active |  | IN-BLR-ANANTA-VAV-1668_ | uuid://47209a59-2cd2-408a-b2d7-97b267b395f8 | {"asset":{"guid":"uuid://47209a59-2cd2-408a-b2d7-97b267b395f8","site":"in-blr-ananta","name":"vav-1668"}} | KNND | [5 empty] | BACnet MS/TP | 121668 | [10 empty] | 100.95.214.163 | 255.255.240.0 | [11 empty] | Proxied Device | Good | KNND | 10 | N/A |  |  |  | neptronic_evcbseries | NEPTRONIC-EVCBSERIES
2089 | Building Management System | VAV-1669 | VAV-1669 | Neptronic | EVCB SERIES | Standard | Serial | VAVCTR |  |  |  |  | Active |  | IN-BLR-ANANTA-VAV-1669_ | uuid://c96e7eb7-2aba-41cd-ab1e-88a67ad2f032 | {"asset":{"guid":"uuid://c96e7eb7-2aba-41cd-ab1e-88a67ad2f032","site":"in-blr-ananta","name":"vav-1669"}} | KNND | [5 empty] | BACnet MS/TP | 121669 | [10 empty] | 100.95.214.232 | 255.255.240.0 | [11 empty] | Proxied Device | Good | KNND | 10 | N/A |  |  |  | neptronic_evcbseries | NEPTRONIC-EVCBSERIES
2090 | Building Management System | VAV-1670 | VAV-1670 | Neptronic | EVCB SERIES | Standard | Serial | VAVCTR |  |  |  |  | Active |  | IN-BLR-ANANTA-VAV-1670_ | uuid://286fd125-0800-4757-bdf2-b132438b60ad | {"asset":{"guid":"uuid://286fd125-0800-4757-bdf2-b132438b60ad","site":"in-blr-ananta","name":"vav-1670"}} | KNND | [5 empty] | BACnet MS/TP | 121670 | [10 empty] | 100.95.215.24 | 255.255.240.0 | [11 empty] | Proxied Device | Good | KNND | 10 | N/A |  |  |  | neptronic_evcbseries | NEPTRONIC-EVCBSERIES
2091 | Building Management System | VAV-1671 | VAV-1671 | Neptronic | EVCB SERIES | Standard | Serial | VAVCTR |  |  |  |  | Active |  | IN-BLR-ANANTA-VAV-1671_ | uuid://d351192b-a964-4d9f-89a4-83922fd67036 | {"asset":{"guid":"uuid://d351192b-a964-4d9f-89a4-83922fd67036","site":"in-blr-ananta","name":"vav-1671"}} | KNND | [5 empty] | BACnet MS/TP | 121671 | [10 empty] | 100.95.215.0 | 255.255.240.0 | [11 empty] | Proxied Device | Good | KNND | 10 | N/A |  |  |  | neptronic_evcbseries | NEPTRONIC-EVCBSERIES
2092 | Building Management System | VAV-1672 | VAV-1672 | Neptronic | EVCB SERIES | Standard | Serial | VAVCTR |  |  |  |  | Active |  | IN-BLR-ANANTA-VAV-1672_ | uuid://253d326b-77fa-4940-98c7-f09210198975 | {"asset":{"guid":"uuid://253d326b-77fa-4940-98c7-f09210198975","site":"in-blr-ananta","name":"vav-1672"}} | KNND | [5 empty] | BACnet MS/TP | 121672 | [11 empty] | 255.255.240.0 | [11 empty] | Proxied Device | Good | KNND | 10 | N/A |  |  |  | neptronic_evcbseries | NEPTRONIC-EVCBSERIES
2093 | Building Management System | VAV-1673 | VAV-1673 | Neptronic | EVCB SERIES | Standard | Serial | VAVCTR |  |  |  |  | Active |  | IN-BLR-ANANTA-VAV-1673_ | uuid://f032dc3a-eac1-42b7-b83b-edc47a599aab | {"asset":{"guid":"uuid://f032dc3a-eac1-42b7-b83b-edc47a599aab","site":"in-blr-ananta","name":"vav-1673"}} | KNND | [5 empty] | BACnet MS/TP | 121673 | [10 empty] | 100.95.214.247 | 255.255.240.0 | [11 empty] | Proxied Device | Good | KNND | 10 | N/A |  |  |  | neptronic_evcbseries | NEPTRONIC-EVCBSERIES
2094 | Building Management System | VAV-1674 | VAV-1674 | Neptronic | EVCB SERIES | Standard | Serial | VAVCTR |  |  |  |  | Active |  | IN-BLR-ANANTA-VAV-1674_ | uuid://8bb1eee6-9dd1-4fb8-a38e-e634e9f3a0a2 | {"asset":{"guid":"uuid://8bb1eee6-9dd1-4fb8-a38e-e634e9f3a0a2","site":"in-blr-ananta","name":"vav-1674"}} | KNND | [5 empty] | BACnet MS/TP | 121674 | [10 empty] | 100.95.215.12 | 255.255.240.0 | [11 empty] | Proxied Device | Good | KNND | 10 | N/A |  |  |  | neptronic_evcbseries | NEPTRONIC-EVCBSERIES
2095 | Building Management System | VAV-1675 | VAV-1675 | Neptronic | EVCB SERIES | Standard | Serial | VAVCTR |  |  |  |  | Active |  | IN-BLR-ANANTA-VAV-1675_ | uuid://d84418ff-9b75-4eb6-abed-ac4a604e3363 | {"asset":{"guid":"uuid://d84418ff-9b75-4eb6-abed-ac4a604e3363","site":"in-blr-ananta","name":"vav-1675"}} | KNND | [5 empty] | BACnet MS/TP | 121675 | [10 empty] | 100.95.215.39 | 255.255.240.0 | [11 empty] | Proxied Device | Good | KNND | 10 | N/A |  |  |  | neptronic_evcbseries | NEPTRONIC-EVCBSERIES
2096 | Building Management System | VAV-1676 | VAV-1676 | Neptronic | EVCB SERIES | Standard | Serial | VAVCTR |  |  |  |  | Active |  | IN-BLR-ANANTA-VAV-1676_ | uuid://f6bedcc2-1bfa-4d4e-bac1-214da148c067 | {"asset":{"guid":"uuid://f6bedcc2-1bfa-4d4e-bac1-214da148c067","site":"in-blr-ananta","name":"vav-1676"}} | KNND | [5 empty] | BACnet MS/TP | 121676 | [10 empty] | 100.95.215.32 | 255.255.240.0 | [11 empty] | Proxied Device | Good | KNND | 10 | N/A |  |  |  | neptronic_evcbseries | NEPTRONIC-EVCBSERIES
2097 | Building Management System | VAV-1677 | VAV-1677 | Neptronic | EVCB SERIES | Standard | Serial | VAVCTR |  |  |  |  | Active |  | IN-BLR-ANANTA-VAV-1677_ | uuid://d0580cbd-5d48-47d6-9d5e-540b6444a75e | {"asset":{"guid":"uuid://d0580cbd-5d48-47d6-9d5e-540b6444a75e","site":"in-blr-ananta","name":"vav-1677"}} | KNND | [5 empty] | BACnet MS/TP | 121677 | [10 empty] | 100.95.214.166 | 255.255.240.0 | [11 empty] | Proxied Device | Good | KNND | 10 | N/A |  |  |  | neptronic_evcbseries | NEPTRONIC-EVCBSERIES
2098 | Building Management System | VAV-1678 | VAV-1678 | Neptronic | EVCB SERIES | Standard | Serial | VAVCTR |  |  |  |  | Active |  | IN-BLR-ANANTA-VAV-1678_ | uuid://2bbafdbf-a6c6-4398-ad2f-c04aefb7be4c | {"asset":{"guid":"uuid://2bbafdbf-a6c6-4398-ad2f-c04aefb7be4c","site":"in-blr-ananta","name":"vav-1678"}} | KNND | [5 empty] | BACnet MS/TP | 121678 | [10 empty] | 100.95.215.41 | 255.255.240.0 | [11 empty] | Proxied Device | Good | KNND | 10 | N/A |  |  |  | neptronic_evcbseries | NEPTRONIC-EVCBSERIES
2099 | Building Management System | VAV-1679 | VAV-1679 | Neptronic | EVCB SERIES | Standard | Serial | VAVCTR |  |  |  |  | Active |  | IN-BLR-ANANTA-VAV-1679_ | uuid://79f22b89-3f93-4aeb-bc49-6046ad2a3d1d | {"asset":{"guid":"uuid://79f22b89-3f93-4aeb-bc49-6046ad2a3d1d","site":"in-blr-ananta","name":"vav-1679"}} | KNND | [5 empty] | BACnet MS/TP | 121679 | [10 empty] | 100.95.215.36 | 255.255.240.0 | [11 empty] | Proxied Device | Good | KNND | 10 | N/A |  |  |  | neptronic_evcbseries | NEPTRONIC-EVCBSERIES
2100 | Building Management System | VAV-1680 | VAV-1680 | Neptronic | EVCB SERIES | Standard | Serial | VAVCTR |  |  |  |  | Active |  | IN-BLR-ANANTA-VAV-1680_ | uuid://5338e28e-11a2-4167-8174-11db037e5010 | {"asset":{"guid":"uuid://5338e28e-11a2-4167-8174-11db037e5010","site":"in-blr-ananta","name":"vav-1680"}} | KNND | [5 empty] | BACnet MS/TP | 121680 | [10 empty] | 100.95.214.230 | 255.255.240.0 | [11 empty] | Proxied Device | Good | KNND | 10 | N/A |  |  |  | neptronic_evcbseries | NEPTRONIC-EVCBSERIES
2101 | Building Management System | VAV-1681 | VAV-1681 | Neptronic | EVCB SERIES | Standard | Serial | VAVCTR |  |  |  |  | Active |  | IN-BLR-ANANTA-VAV-1681_ | uuid://02fcfdad-eace-4d4c-b208-fe0e9414a8a7 | {"asset":{"guid":"uuid://02fcfdad-eace-4d4c-b208-fe0e9414a8a7","site":"in-blr-ananta","name":"vav-1681"}} | KNND | [5 empty] | BACnet MS/TP | 121681 | [10 empty] | 100.95.215.54 | 255.255.240.0 | [11 empty] | Proxied Device | Good | KNND | 10 | N/A |  |  |  | neptronic_evcbseries | NEPTRONIC-EVCBSERIES
2102 | Building Management System | VAV-1682 | VAV-1682 | Neptronic | EVCB SERIES | Standard | Serial | VAVCTR |  |  |  |  | Active |  | IN-BLR-ANANTA-VAV-1682_ | uuid://245b6aaa-6509-454b-8ab5-5842e211ba59 | {"asset":{"guid":"uuid://245b6aaa-6509-454b-8ab5-5842e211ba59","site":"in-blr-ananta","name":"vav-1682"}} | KNND | [5 empty] | BACnet MS/TP | 121682 | [10 empty] | 100.95.214.248 | 255.255.240.0 | [11 empty] | Proxied Device | Good | KNND | 10 | N/A |  |  |  | neptronic_evcbseries | NEPTRONIC-EVCBSERIES
2103 | Building Management System | VAV-1683 | VAV-1683 | Neptronic | EVCB SERIES | Standard | Serial | VAVCTR |  |  |  |  | Active |  | IN-BLR-ANANTA-VAV-1683_ | uuid://b1670fc7-5719-44f3-aacf-2df13269a786 | {"asset":{"guid":"uuid://b1670fc7-5719-44f3-aacf-2df13269a786","site":"in-blr-ananta","name":"vav-1683"}} | KNND | [5 empty] | BACnet MS/TP | 121683 | [10 empty] | 100.95.215.40 | 255.255.240.0 | [11 empty] | Proxied Device | Good | KNND | 10 | N/A |  |  |  | neptronic_evcbseries | NEPTRONIC-EVCBSERIES
2104 | Building Management System | VAV-1684 | VAV-1684 | Neptronic | EVCB SERIES | Standard | Serial | VAVCTR |  |  |  |  | Active |  | IN-BLR-ANANTA-VAV-1684_ | uuid://edeecd41-6690-4653-9bd6-e9e072be49b4 | {"asset":{"guid":"uuid://edeecd41-6690-4653-9bd6-e9e072be49b4","site":"in-blr-ananta","name":"vav-1684"}} | KNND | [5 empty] | BACnet MS/TP | 121684 | [23 empty] | Proxied Device | Good | KNND | 10 | N/A |  |  |  | neptronic_evcbseries | NEPTRONIC-EVCBSERIES
2105 | Building Management System | VAV-1685 | VAV-1685 | Neptronic | EVCB SERIES | Standard | Serial | VAVCTR |  |  |  |  | Active |  | IN-BLR-ANANTA-VAV-1685_ | uuid://8935c138-c504-4f55-b96b-c2a78e469a98 | {"asset":{"guid":"uuid://8935c138-c504-4f55-b96b-c2a78e469a98","site":"in-blr-ananta","name":"vav-1685"}} | KNND | [5 empty] | BACnet MS/TP | 121685 | [23 empty] | Proxied Device | Good | KNND | 10 | N/A |  |  |  | neptronic_evcbseries | NEPTRONIC-EVCBSERIES
2106 | Building Management System | VAV-1686 | VAV-1686 | Neptronic | EVCB SERIES | Standard | Serial | VAVCTR |  |  |  |  | Active |  | IN-BLR-ANANTA-VAV-1686_ | uuid://644b6661-4acc-4b7b-9640-23818e70714c | {"asset":{"guid":"uuid://644b6661-4acc-4b7b-9640-23818e70714c","site":"in-blr-ananta","name":"vav-1686"}} | KNND | [5 empty] | BACnet MS/TP | 121686 | [23 empty] | Proxied Device | Good | KNND | 10 | N/A |  |  |  | neptronic_evcbseries | NEPTRONIC-EVCBSERIES
2107 | Building Management System | VAV-1687 | VAV-1687 | Neptronic | EVCB SERIES | Standard | Serial | VAVCTR |  |  |  |  | Active |  | IN-BLR-ANANTA-VAV-1687_ | uuid://053a200f-8c0d-47f3-8edd-3f9bb0294b32 | {"asset":{"guid":"uuid://053a200f-8c0d-47f3-8edd-3f9bb0294b32","site":"in-blr-ananta","name":"vav-1687"}} | KNND | [5 empty] | BACnet MS/TP | 121687 | [23 empty] | Proxied Device | Good | KNND | 10 | N/A |  |  |  | neptronic_evcbseries | NEPTRONIC-EVCBSERIES
2108 | Building Management System | VAV-1688 | VAV-1688 | Neptronic | EVCB SERIES | Standard | Serial | VAVCTR |  |  |  |  | Active |  | IN-BLR-ANANTA-VAV-1688_ | uuid://ff4ac8c2-f1f4-42dd-99bc-e6c749f02956 | {"asset":{"guid":"uuid://ff4ac8c2-f1f4-42dd-99bc-e6c749f02956","site":"in-blr-ananta","name":"vav-1688"}} | KNND | [5 empty] | BACnet MS/TP | 121688 | [23 empty] | Proxied Device | Good | KNND | 10 | N/A |  |  |  | neptronic_evcbseries | NEPTRONIC-EVCBSERIES
2109 | Building Management System | VAV-1689 | VAV-1689 | Neptronic | EVCB SERIES | Standard | Serial | VAVCTR |  |  |  |  | Active |  | IN-BLR-ANANTA-VAV-1689_ | uuid://1fb43f16-0db8-4133-bc72-509c316ae064 | {"asset":{"guid":"uuid://1fb43f16-0db8-4133-bc72-509c316ae064","site":"in-blr-ananta","name":"vav-1689"}} | KNND | [5 empty] | BACnet MS/TP | 121689 | [23 empty] | Proxied Device | Good | KNND | 10 | N/A |  |  |  | neptronic_evcbseries | NEPTRONIC-EVCBSERIES
2110 | Building Management System | VAV-1690 | VAV-1690 | Neptronic | EVCB SERIES | Standard | Serial | VAVCTR |  |  |  |  | Active |  | IN-BLR-ANANTA-VAV-1690_ | uuid://cbe7204a-a651-41c7-816f-39b765229f04 | {"asset":{"guid":"uuid://cbe7204a-a651-41c7-816f-39b765229f04","site":"in-blr-ananta","name":"vav-1690"}} | KNND | [5 empty] | BACnet MS/TP | 121690 | [23 empty] | Proxied Device | Good | KNND | 10 | N/A |  |  |  | neptronic_evcbseries | NEPTRONIC-EVCBSERIES
2111 | Building Management System | VAV-1691 | VAV-1691 | Neptronic | EVCB SERIES | Standard | Serial | VAVCTR |  |  |  |  | Active |  | IN-BLR-ANANTA-VAV-1691_ | uuid://a56b5a9a-f738-422e-8246-d2dc2ab59c5c | {"asset":{"guid":"uuid://a56b5a9a-f738-422e-8246-d2dc2ab59c5c","site":"in-blr-ananta","name":"vav-1691"}} | KNND | [5 empty] | BACnet MS/TP | 121691 | [23 empty] | Proxied Device | Good | KNND | 10 | N/A |  |  |  | neptronic_evcbseries | NEPTRONIC-EVCBSERIES
2112 | Building Management System | VAV-1692 | VAV-1692 | Neptronic | EVCB SERIES | Standard | Serial | VAVCTR |  |  |  |  | Active |  | IN-BLR-ANANTA-VAV-1692_ | uuid://a3ee0544-bb75-4af9-a93a-f5e9ae179a94 | {"asset":{"guid":"uuid://a3ee0544-bb75-4af9-a93a-f5e9ae179a94","site":"in-blr-ananta","name":"vav-1692"}} | KNND | [5 empty] | BACnet MS/TP | 121692 | [23 empty] | Proxied Device | Good | KNND | 10 | N/A |  |  |  | neptronic_evcbseries | NEPTRONIC-EVCBSERIES
2113 | Building Management System | VAV-1693 | VAV-1693 | Neptronic | EVCB SERIES | Standard | Serial | VAVCTR |  |  |  |  | Active |  | IN-BLR-ANANTA-VAV-1693_ | uuid://d0003b66-0390-47ad-8ae3-436bb9f67eba | {"asset":{"guid":"uuid://d0003b66-0390-47ad-8ae3-436bb9f67eba","site":"in-blr-ananta","name":"vav-1693"}} | KNND | [5 empty] | BACnet MS/TP | 121693 | [23 empty] | Proxied Device | Good | KNND | 10 | N/A |  |  |  | neptronic_evcbseries | NEPTRONIC-EVCBSERIES
2114 | Building Management System | VAV-1694 | VAV-1694 | Neptronic | EVCB SERIES | Standard | Serial | VAVCTR |  |  |  |  | Active |  | IN-BLR-ANANTA-VAV-1694_ | uuid://bf339e10-fa3b-4d57-8292-c0f0056bf70a | {"asset":{"guid":"uuid://bf339e10-fa3b-4d57-8292-c0f0056bf70a","site":"in-blr-ananta","name":"vav-1694"}} | KNND | [5 empty] | BACnet MS/TP | 121694 | [23 empty] | Proxied Device | Good | KNND | 10 | N/A |  |  |  | neptronic_evcbseries | NEPTRONIC-EVCBSERIES
2115 | Building Management System | VAV-1695 | VAV-1695 | Neptronic | EVCB SERIES | Standard | Serial | VAVCTR |  |  |  |  | Active |  | IN-BLR-ANANTA-VAV-1695_ | uuid://2a289872-0c1f-471d-90ae-bd59468a1e54 | {"asset":{"guid":"uuid://2a289872-0c1f-471d-90ae-bd59468a1e54","site":"in-blr-ananta","name":"vav-1695"}} | KNND | [5 empty] | BACnet MS/TP | 121695 | [23 empty] | Proxied Device | Good | KNND | 10 | N/A |  |  |  | neptronic_evcbseries | NEPTRONIC-EVCBSERIES
2116 | Building Management System | VAV-1696 | VAV-1696 | Neptronic | EVCB SERIES | Standard | Serial | VAVCTR |  |  |  |  | Active |  | IN-BLR-ANANTA-VAV-1696_ | uuid://5ac70458-78bb-4c51-9a2b-6cbffedcfcdc | {"asset":{"guid":"uuid://5ac70458-78bb-4c51-9a2b-6cbffedcfcdc","site":"in-blr-ananta","name":"vav-1696"}} | KNND | [5 empty] | BACnet MS/TP | 121696 | [23 empty] | Proxied Device | Good | KNND | 10 | N/A |  |  |  | neptronic_evcbseries | NEPTRONIC-EVCBSERIES
2117 | Building Management System | VAV-1697 | VAV-1697 | Neptronic | EVCB SERIES | Standard | Serial | VAVCTR |  |  |  |  | Active |  | IN-BLR-ANANTA-VAV-1697_ | uuid://ab6acc34-87ed-407f-8427-e8ddd229d3f1 | {"asset":{"guid":"uuid://ab6acc34-87ed-407f-8427-e8ddd229d3f1","site":"in-blr-ananta","name":"vav-1697"}} | KNND | [5 empty] | BACnet MS/TP | 121697 | [23 empty] | Proxied Device | Good | KNND | 10 | N/A |  |  |  | neptronic_evcbseries | NEPTRONIC-EVCBSERIES
2118 | Building Management System | VAV-1698 | VAV-1698 | Neptronic | EVCB SERIES | Standard | Serial | VAVCTR |  |  |  |  | Active |  | IN-BLR-ANANTA-VAV-1698_ | uuid://c388292c-f9cf-45f6-af26-b5b4784730aa | {"asset":{"guid":"uuid://c388292c-f9cf-45f6-af26-b5b4784730aa","site":"in-blr-ananta","name":"vav-1698"}} | KNND | [5 empty] | BACnet MS/TP | 121698 | [23 empty] | Proxied Device | Good | KNND | 10 | N/A |  |  |  | neptronic_evcbseries | NEPTRONIC-EVCBSERIES
2119 | Building Management System | VAV-1699 | VAV-1699 | Neptronic | EVCB SERIES | Standard | Serial | VAVCTR |  |  |  |  | Active |  | IN-BLR-ANANTA-VAV-1699_ | uuid://f1943622-6bb8-4b01-a092-bf4fc73acf92 | {"asset":{"guid":"uuid://f1943622-6bb8-4b01-a092-bf4fc73acf92","site":"in-blr-ananta","name":"vav-1699"}} | KNND | [5 empty] | BACnet MS/TP | 121699 | [23 empty] | Proxied Device | Good | KNND | 10 | N/A |  |  |  | neptronic_evcbseries | NEPTRONIC-EVCBSERIES
2120 | Building Management System | VAV-1700 | VAV-1700 | Neptronic | EVCB SERIES | Standard | Serial | VAVCTR |  |  |  |  | Active |  | IN-BLR-ANANTA-VAV-1700_ | uuid://32f6c5ae-27ee-42c6-a43a-bea3d07ab5f1 | {"asset":{"guid":"uuid://32f6c5ae-27ee-42c6-a43a-bea3d07ab5f1","site":"in-blr-ananta","name":"vav-1700"}} | KNND | [5 empty] | BACnet MS/TP | 121700 | [23 empty] | Proxied Device | Good | KNND | 10 | N/A |  |  |  | neptronic_evcbseries | NEPTRONIC-EVCBSERIES
2121 | Building Management System | VAV-1701 | VAV-1701 | Neptronic | EVCB SERIES | Standard | Serial | VAVCTR |  |  |  |  | Active |  | IN-BLR-ANANTA-VAV-1701_ | uuid://4d078b92-9af5-4e7f-9726-edafa3d74225 | {"asset":{"guid":"uuid://4d078b92-9af5-4e7f-9726-edafa3d74225","site":"in-blr-ananta","name":"vav-1701"}} | KNND | [5 empty] | BACnet MS/TP | 121701 | [23 empty] | Proxied Device | Good | KNND | 10 | N/A |  |  |  | neptronic_evcbseries | NEPTRONIC-EVCBSERIES
2122 | Building Management System | VAV-1702 | VAV-1702 | Neptronic | EVCB SERIES | Standard | Serial | VAVCTR |  |  |  |  | Active |  | IN-BLR-ANANTA-VAV-1702_ | uuid://99faa09b-0dc0-4672-9f06-08cefc28c972 | {"asset":{"guid":"uuid://99faa09b-0dc0-4672-9f06-08cefc28c972","site":"in-blr-ananta","name":"vav-1702"}} | KNND | [5 empty] | BACnet MS/TP | 121702 | [23 empty] | Proxied Device | Good | KNND | 10 | N/A |  |  |  | neptronic_evcbseries | NEPTRONIC-EVCBSERIES
2123 | Building Management System | VAV-1703 | VAV-1703 | Neptronic | EVCB SERIES | Standard | Serial | VAVCTR |  |  |  |  | Active |  | IN-BLR-ANANTA-VAV-1703_ | uuid://995f4040-abcb-4c65-950e-c3cf1b9fe000 | {"asset":{"guid":"uuid://995f4040-abcb-4c65-950e-c3cf1b9fe000","site":"in-blr-ananta","name":"vav-1703"}} | KNND | [5 empty] | BACnet MS/TP | 121703 | [23 empty] | Proxied Device | Good | KNND | 10 | N/A |  |  |  | neptronic_evcbseries | NEPTRONIC-EVCBSERIES
2124 | Building Management System | VAV-1704 | VAV-1704 | Neptronic | EVCB SERIES | Standard | Serial | VAVCTR |  |  |  |  | Active |  | IN-BLR-ANANTA-VAV-1704_ | uuid://7772504f-18e7-45d8-91be-03f5388e4b1b | {"asset":{"guid":"uuid://7772504f-18e7-45d8-91be-03f5388e4b1b","site":"in-blr-ananta","name":"vav-1704"}} | KNND | [5 empty] | BACnet MS/TP | 121704 | [23 empty] | Proxied Device | Good | KNND | 10 | N/A |  |  |  | neptronic_evcbseries | NEPTRONIC-EVCBSERIES
2125 | Building Management System | VAV-1705 | VAV-1705 | Neptronic | EVCB SERIES | Standard | Serial | VAVCTR |  |  |  |  | Active |  | IN-BLR-ANANTA-VAV-1705_ | uuid://598d017a-397b-4bfb-8376-542ec3d1e72c | {"asset":{"guid":"uuid://598d017a-397b-4bfb-8376-542ec3d1e72c","site":"in-blr-ananta","name":"vav-1705"}} | KNND | [5 empty] | BACnet MS/TP | 121705 | [23 empty] | Proxied Device | Good | KNND | 10 | N/A |  |  |  | neptronic_evcbseries | NEPTRONIC-EVCBSERIES
2126 | Building Management System | VAV-1706 | VAV-1706 | Neptronic | EVCB SERIES | Standard | Serial | VAVCTR |  |  |  |  | Active |  | IN-BLR-ANANTA-VAV-1706_ | uuid://f20bdaf1-6d06-4881-88a0-165a516d290f | {"asset":{"guid":"uuid://f20bdaf1-6d06-4881-88a0-165a516d290f","site":"in-blr-ananta","name":"vav-1706"}} | KNND | [5 empty] | BACnet MS/TP | 121706 | [23 empty] | Proxied Device | Good | KNND | 10 | N/A |  |  |  | neptronic_evcbseries | NEPTRONIC-EVCBSERIES
2127 | Building Management System | VAV-1707 | VAV-1707 | Neptronic | EVCB SERIES | Standard | Serial | VAVCTR |  |  |  |  | Active |  | IN-BLR-ANANTA-VAV-1707_ | uuid://a6e69845-1cca-41b5-8bcd-c16adf463dda | {"asset":{"guid":"uuid://a6e69845-1cca-41b5-8bcd-c16adf463dda","site":"in-blr-ananta","name":"vav-1707"}} | KNND | [5 empty] | BACnet MS/TP | 121707 | [23 empty] | Proxied Device | Good | KNND | 10 | N/A |  |  |  | neptronic_evcbseries | NEPTRONIC-EVCBSERIES
2128 | Building Management System | VAV-1708 | VAV-1708 | Neptronic | EVCB SERIES | Standard | Serial | VAVCTR |  |  |  |  | Active |  | IN-BLR-ANANTA-VAV-1708_ | uuid://3db580ee-5620-4cf4-893d-3f2fca961da5 | {"asset":{"guid":"uuid://3db580ee-5620-4cf4-893d-3f2fca961da5","site":"in-blr-ananta","name":"vav-1708"}} | KNND | [5 empty] | BACnet MS/TP | 121708 | [23 empty] | Proxied Device | Good | KNND | 10 | N/A |  |  |  | neptronic_evcbseries | NEPTRONIC-EVCBSERIES
2129 | Building Management System | VAV-1709 | VAV-1709 | Neptronic | EVCB SERIES | Standard | Serial | VAVCTR |  |  |  |  | Active |  | IN-BLR-ANANTA-VAV-1709_ | uuid://97bc8502-b24d-4849-9820-e1177cb2b7d0 | {"asset":{"guid":"uuid://97bc8502-b24d-4849-9820-e1177cb2b7d0","site":"in-blr-ananta","name":"vav-1709"}} | KNND | [5 empty] | BACnet MS/TP | 121709 | [23 empty] | Proxied Device | Good | KNND | 10 | N/A |  |  |  | neptronic_evcbseries | NEPTRONIC-EVCBSERIES
2130 | Building Management System | VAV-1710 | VAV-1710 | Neptronic | EVCB SERIES | Standard | Serial | VAVCTR |  |  |  |  | Active |  | IN-BLR-ANANTA-VAV-1710_ | uuid://7a3b2798-e7e5-4fd4-a403-8037c5bca193 | {"asset":{"guid":"uuid://7a3b2798-e7e5-4fd4-a403-8037c5bca193","site":"in-blr-ananta","name":"vav-1710"}} | KNND | [5 empty] | BACnet MS/TP | 121710 | [23 empty] | Proxied Device | Good | KNND | 10 | N/A |  |  |  | neptronic_evcbseries | NEPTRONIC-EVCBSERIES
2131 | Building Management System | VAV-1711 | VAV-1711 | Neptronic | EVCB SERIES | Standard | Serial | VAVCTR |  |  |  |  | Active |  | IN-BLR-ANANTA-VAV-1711_ | uuid://4d3cee97-0919-467b-800d-640a8e206dba | {"asset":{"guid":"uuid://4d3cee97-0919-467b-800d-640a8e206dba","site":"in-blr-ananta","name":"vav-1711"}} | KNND | [5 empty] | BACnet MS/TP | 121711 | [23 empty] | Proxied Device | Good | KNND | 10 | N/A |  |  |  | neptronic_evcbseries | NEPTRONIC-EVCBSERIES
2132 | Building Management System | VAV-1712 | VAV-1712 | Neptronic | EVCB SERIES | Standard | Serial | VAVCTR |  |  |  |  | Active |  | IN-BLR-ANANTA-VAV-1712_ | uuid://3bcbd528-32d8-46ea-a3cd-4e1725799b14 | {"asset":{"guid":"uuid://3bcbd528-32d8-46ea-a3cd-4e1725799b14","site":"in-blr-ananta","name":"vav-1712"}} | KNND | [5 empty] | BACnet MS/TP | 121712 | [23 empty] | Proxied Device | Good | KNND | 10 | N/A |  |  |  | neptronic_evcbseries | NEPTRONIC-EVCBSERIES
2133 | Building Management System | VAV-1713 | VAV-1713 | Neptronic | EVCB SERIES | Standard | Serial | VAVCTR |  |  |  |  | Active |  | IN-BLR-ANANTA-VAV-1713_ | uuid://251bc4ba-d9ca-48e0-8c2e-a027b0fe4936 | {"asset":{"guid":"uuid://251bc4ba-d9ca-48e0-8c2e-a027b0fe4936","site":"in-blr-ananta","name":"vav-1713"}} | KNND | [5 empty] | BACnet MS/TP | 121713 | [23 empty] | Proxied Device | Good | KNND | 10 | N/A |  |  |  | neptronic_evcbseries | NEPTRONIC-EVCBSERIES
2134 | Building Management System | VAV-1714 | VAV-1714 | Neptronic | EVCB SERIES | Standard | Serial | VAVCTR |  |  |  |  | Active |  | IN-BLR-ANANTA-VAV-1714_ | uuid://fae3951e-f14e-4c0e-837c-a331a3aec950 | {"asset":{"guid":"uuid://fae3951e-f14e-4c0e-837c-a331a3aec950","site":"in-blr-ananta","name":"vav-1714"}} | KNND | [5 empty] | BACnet MS/TP | 121714 | [23 empty] | Proxied Device | Good | KNND | 10 | N/A |  |  |  | neptronic_evcbseries | NEPTRONIC-EVCBSERIES
2135 | Building Management System | VAV-1715 | VAV-1715 | Neptronic | EVCB SERIES | Standard | Serial | VAVCTR |  |  |  |  | Active |  | IN-BLR-ANANTA-VAV-1715_ | uuid://271ae6f1-d38b-4f9b-94f6-24b47c552e57 | {"asset":{"guid":"uuid://271ae6f1-d38b-4f9b-94f6-24b47c552e57","site":"in-blr-ananta","name":"vav-1715"}} | KNND | [5 empty] | BACnet MS/TP | 121715 | [23 empty] | Proxied Device | Good | KNND | 10 | N/A |  |  |  | neptronic_evcbseries | NEPTRONIC-EVCBSERIES
2136 | Building Management System | VAV-1716 | VAV-1716 | Neptronic | EVCB SERIES | Standard | Serial | VAVCTR |  |  |  |  | Active |  | IN-BLR-ANANTA-VAV-1716_ | uuid://397f54bf-9e95-487b-9160-44f65fa04dea | {"asset":{"guid":"uuid://397f54bf-9e95-487b-9160-44f65fa04dea","site":"in-blr-ananta","name":"vav-1716"}} | KNND | [5 empty] | BACnet MS/TP | 121716 | [23 empty] | Proxied Device | Good | KNND | 10 | N/A |  |  |  | neptronic_evcbseries | NEPTRONIC-EVCBSERIES
2137 | Building Management System | VAV-1717 | VAV-1717 | Neptronic | EVCB SERIES | Standard | Serial | VAVCTR |  |  |  |  | Active |  | IN-BLR-ANANTA-VAV-1717_ | uuid://0c5a736b-0030-422c-bbd4-5a1c67227c35 | {"asset":{"guid":"uuid://0c5a736b-0030-422c-bbd4-5a1c67227c35","site":"in-blr-ananta","name":"vav-1717"}} | KNND | [5 empty] | BACnet MS/TP | 121717 | [23 empty] | Proxied Device | Good | KNND | 10 | N/A |  |  |  | neptronic_evcbseries | NEPTRONIC-EVCBSERIES
2138 | Building Management System | VAV-1718 | VAV-1718 | Neptronic | EVCB SERIES | Standard | Serial | VAVCTR |  |  |  |  | Active |  | IN-BLR-ANANTA-VAV-1718_ | uuid://07d0f06f-ce38-42e1-ae80-1d56d1da264a | {"asset":{"guid":"uuid://07d0f06f-ce38-42e1-ae80-1d56d1da264a","site":"in-blr-ananta","name":"vav-1718"}} | KNND | [5 empty] | BACnet MS/TP | 121718 | [23 empty] | Proxied Device | Good | KNND | 10 | N/A |  |  |  | neptronic_evcbseries | NEPTRONIC-EVCBSERIES
2139 | Building Management System | VAV-1719 | VAV-1719 | Neptronic | EVCB SERIES | Standard | Serial | VAVCTR |  |  |  |  | Active |  | IN-BLR-ANANTA-VAV-1719_ | uuid://38f8509e-6e95-45c9-94e8-a289495f4252 | {"asset":{"guid":"uuid://38f8509e-6e95-45c9-94e8-a289495f4252","site":"in-blr-ananta","name":"vav-1719"}} | KNND | [5 empty] | BACnet MS/TP | 121719 | [23 empty] | Proxied Device | Good | KNND | 10 | N/A |  |  |  | neptronic_evcbseries | NEPTRONIC-EVCBSERIES
2140 | Building Management System | VAV-1720 | VAV-1720 | Neptronic | EVCB SERIES | Standard | Serial | VAVCTR |  |  |  |  | Active |  | IN-BLR-ANANTA-VAV-1720_ | uuid://7fe85fcb-bdee-4a59-ae22-a504d9793295 | {"asset":{"guid":"uuid://7fe85fcb-bdee-4a59-ae22-a504d9793295","site":"in-blr-ananta","name":"vav-1720"}} | KNND | [5 empty] | BACnet MS/TP | 121720 | [23 empty] | Proxied Device | Good | KNND | 10 | N/A |  |  |  | neptronic_evcbseries | NEPTRONIC-EVCBSERIES
2141 | Building Management System | VAV-1721 | VAV-1721 | Neptronic | EVCB SERIES | Standard | Serial | VAVCTR |  |  |  |  | Active |  | IN-BLR-ANANTA-VAV-1721_ | uuid://2f907253-a30f-4e83-b1da-bca5e1af4d7d | {"asset":{"guid":"uuid://2f907253-a30f-4e83-b1da-bca5e1af4d7d","site":"in-blr-ananta","name":"vav-1721"}} | KNND | [5 empty] | BACnet MS/TP | 121721 | [23 empty] | Proxied Device | Good | KNND | 10 | N/A |  |  |  | neptronic_evcbseries | NEPTRONIC-EVCBSERIES
2142 | Building Management System | VAV-1722 | VAV-1722 | Neptronic | EVCB SERIES | Standard | Serial | VAVCTR |  |  |  |  | Active |  | IN-BLR-ANANTA-VAV-1722_ | uuid://91457d28-4c78-42b6-8e89-432f5461faa1 | {"asset":{"guid":"uuid://91457d28-4c78-42b6-8e89-432f5461faa1","site":"in-blr-ananta","name":"vav-1722"}} | KNND | [5 empty] | BACnet MS/TP | 121722 | [23 empty] | Proxied Device | Good | KNND | 10 | N/A |  |  |  | neptronic_evcbseries | NEPTRONIC-EVCBSERIES
2143 | Building Management System | VAV-1723 | VAV-1723 | Neptronic | EVCB SERIES | Standard | Serial | VAVCTR |  |  |  |  | Active |  | IN-BLR-ANANTA-VAV-1723_ | uuid://99d926fa-e0dc-41f6-a5c9-bd396ac67b6c | {"asset":{"guid":"uuid://99d926fa-e0dc-41f6-a5c9-bd396ac67b6c","site":"in-blr-ananta","name":"vav-1723"}} | KNND | [5 empty] | BACnet MS/TP | 121723 | [23 empty] | Proxied Device | Good | KNND | 10 | N/A |  |  |  | neptronic_evcbseries | NEPTRONIC-EVCBSERIES
2144 | Building Management System | VAV-1724 | VAV-1724 | Neptronic | EVCB SERIES | Standard | Serial | VAVCTR |  |  |  |  | Active |  | IN-BLR-ANANTA-VAV-1724_ | uuid://bdb1bdc2-2cc3-4703-8224-68c9de87e68d | {"asset":{"guid":"uuid://bdb1bdc2-2cc3-4703-8224-68c9de87e68d","site":"in-blr-ananta","name":"vav-1724"}} | KNND | [5 empty] | BACnet MS/TP | 121724 | [23 empty] | Proxied Device | Good | KNND | 10 | N/A |  |  |  | neptronic_evcbseries | NEPTRONIC-EVCBSERIES
2145 | Building Management System | VAV-1725 | VAV-1725 | Neptronic | EVCB SERIES | Standard | Serial | VAVCTR |  |  |  |  | Active |  | IN-BLR-ANANTA-VAV-1725_ | uuid://9da1a7ae-5bf1-4c5b-bad2-ca31340d06dc | {"asset":{"guid":"uuid://9da1a7ae-5bf1-4c5b-bad2-ca31340d06dc","site":"in-blr-ananta","name":"vav-1725"}} | KNND | [5 empty] | BACnet MS/TP | 121725 | [23 empty] | Proxied Device | Good | KNND | 10 | N/A |  |  |  | neptronic_evcbseries | NEPTRONIC-EVCBSERIES
2146 | Building Management System | VAV-1726 | VAV-1726 | Neptronic | EVCB SERIES | Standard | Serial | VAVCTR |  |  |  |  | Active |  | IN-BLR-ANANTA-VAV-1726_ | uuid://b911aa1a-fe5d-4501-beb0-80bce4975e95 | {"asset":{"guid":"uuid://b911aa1a-fe5d-4501-beb0-80bce4975e95","site":"in-blr-ananta","name":"vav-1726"}} | KNND | [5 empty] | BACnet MS/TP | 121726 | [23 empty] | Proxied Device | Good | KNND | 10 | N/A |  |  |  | neptronic_evcbseries | NEPTRONIC-EVCBSERIES
2147 | Building Management System | VAV-1727 | VAV-1727 | Neptronic | EVCB SERIES | Standard | Serial | VAVCTR |  |  |  |  | Active |  | IN-BLR-ANANTA-VAV-1727_ | uuid://26a3ae10-42b5-4205-b2f2-98bcaae4a2fc | {"asset":{"guid":"uuid://26a3ae10-42b5-4205-b2f2-98bcaae4a2fc","site":"in-blr-ananta","name":"vav-1727"}} | KNND | [5 empty] | BACnet MS/TP | 121727 | [23 empty] | Proxied Device | Good | KNND | 10 | N/A |  |  |  | neptronic_evcbseries | NEPTRONIC-EVCBSERIES
2148 | Building Management System | VAV-1728 | VAV-1728 | Neptronic | EVCB SERIES | Standard | Serial | VAVCTR |  |  |  |  | Active |  | IN-BLR-ANANTA-VAV-1728_ | uuid://fcc3e677-6a60-4a99-b2b0-db06cb5ade37 | {"asset":{"guid":"uuid://fcc3e677-6a60-4a99-b2b0-db06cb5ade37","site":"in-blr-ananta","name":"vav-1728"}} | KNND | [5 empty] | BACnet MS/TP | 121728 | [23 empty] | Proxied Device | Good | KNND | 10 | N/A |  |  |  | neptronic_evcbseries | NEPTRONIC-EVCBSERIES
2149 | Building Management System | VAV-1729 | VAV-1729 | Neptronic | EVCB SERIES | Standard | Serial | VAVCTR |  |  |  |  | Active |  | IN-BLR-ANANTA-VAV-1729_ | uuid://99bf8345-64b4-44d2-80bf-240bca15e9ad | {"asset":{"guid":"uuid://99bf8345-64b4-44d2-80bf-240bca15e9ad","site":"in-blr-ananta","name":"vav-1729"}} | KNND | [5 empty] | BACnet MS/TP | 121729 | [23 empty] | Proxied Device | Good | KNND | 10 | N/A |  |  |  | neptronic_evcbseries | NEPTRONIC-EVCBSERIES
2150 | Building Management System | VAV-1730 | VAV-1730 | Neptronic | EVCB SERIES | Standard | Serial | VAVCTR |  |  |  |  | Active |  | IN-BLR-ANANTA-VAV-1730_ | uuid://2f0365ef-d3e3-4f89-93a1-a3b488aa7b9e | {"asset":{"guid":"uuid://2f0365ef-d3e3-4f89-93a1-a3b488aa7b9e","site":"in-blr-ananta","name":"vav-1730"}} | KNND | [5 empty] | BACnet MS/TP | 121730 |  |  |  |  | Corphosted | [5 empty] | 100.95.213.254 | 255.255.240.0 | [11 empty] | Proxied Device | Good | KNND | 10 | N/A |  |  |  | neptronic_evcbseries | NEPTRONIC-EVCBSERIES
2151 | Building Management System | VAV-1731 | VAV-1731 | Neptronic | EVCB SERIES | Standard | Serial | VAVCTR |  |  |  |  | Active |  | IN-BLR-ANANTA-VAV-1731_ | uuid://cc40713e-1caf-43cf-852c-4b471e77971f | {"asset":{"guid":"uuid://cc40713e-1caf-43cf-852c-4b471e77971f","site":"in-blr-ananta","name":"vav-1731"}} | KNND | [5 empty] | BACnet MS/TP | 121731 |  |  |  |  | Corphosted | [5 empty] | 100.95.213.214 | 255.255.240.0 | [11 empty] | Proxied Device | Good | KNND | 10 | N/A |  |  |  | neptronic_evcbseries | NEPTRONIC-EVCBSERIES
2152 | Building Management System | VAV-1732 | VAV-1732 | Neptronic | EVCB SERIES | Standard | Serial | VAVCTR |  |  |  |  | Active |  | IN-BLR-ANANTA-VAV-1732_ | uuid://48f9a05f-1b27-4149-af49-7800adce19b3 | {"asset":{"guid":"uuid://48f9a05f-1b27-4149-af49-7800adce19b3","site":"in-blr-ananta","name":"vav-1732"}} | KNND | [5 empty] | BACnet MS/TP | 121732 |  |  |  |  | Corphosted | [5 empty] | 100.95.213.209 | 255.255.240.0 | [11 empty] | Proxied Device | Good | KNND | 10 | N/A |  |  |  | neptronic_evcbseries | NEPTRONIC-EVCBSERIES
2153 | Building Management System | VAV-1733 | VAV-1733 | Neptronic | EVCB SERIES | Standard | Serial | VAVCTR |  |  |  |  | Active |  | IN-BLR-ANANTA-VAV-1733_ | uuid://6a11fb62-d416-434f-b641-54ed32a944aa | {"asset":{"guid":"uuid://6a11fb62-d416-434f-b641-54ed32a944aa","site":"in-blr-ananta","name":"vav-1733"}} | KNND | [5 empty] | BACnet MS/TP | 121733 |  |  |  |  | Corphosted | [5 empty] | 100.95.213.239 | 255.255.240.0 | [11 empty] | Proxied Device | Good | KNND | 10 | N/A |  |  |  | neptronic_evcbseries | NEPTRONIC-EVCBSERIES
2154 | Building Management System | VAV-1734 | VAV-1734 | Neptronic | EVCB SERIES | Standard | Serial | VAVCTR |  |  |  |  | Active |  | IN-BLR-ANANTA-VAV-1734_ | uuid://668a66f3-9609-424c-9614-21a1dabdb0c2 | {"asset":{"guid":"uuid://668a66f3-9609-424c-9614-21a1dabdb0c2","site":"in-blr-ananta","name":"vav-1734"}} | KNND | [5 empty] | BACnet MS/TP | 121734 |  |  |  |  | Corphosted | [5 empty] | 100.95.213.157 | 255.255.240.0 | [11 empty] | Proxied Device | Good | KNND | 10 | N/A |  |  |  | neptronic_evcbseries | NEPTRONIC-EVCBSERIES
2155 | Building Management System | VAV-1735 | VAV-1735 | Neptronic | EVCB SERIES | Standard | Serial | VAVCTR |  |  |  |  | Active |  | IN-BLR-ANANTA-VAV-1735_ | uuid://b2b6020d-7daf-455f-adaf-f883df458900 | {"asset":{"guid":"uuid://b2b6020d-7daf-455f-adaf-f883df458900","site":"in-blr-ananta","name":"vav-1735"}} | KNND | [5 empty] | BACnet MS/TP | 121735 |  |  |  |  | Corphosted | [5 empty] | 100.95.213.212 | 255.255.240.0 | [11 empty] | Proxied Device | Good | KNND | 10 | N/A |  |  |  | neptronic_evcbseries | NEPTRONIC-EVCBSERIES
2156 | Building Management System | VAV-1736 | VAV-1736 | Neptronic | EVCB SERIES | Standard | Serial | VAVCTR |  |  |  |  | Active |  | IN-BLR-ANANTA-VAV-1736_ | uuid://a40a7ee2-d4b2-414b-b370-4091fb6c3f7d | {"asset":{"guid":"uuid://a40a7ee2-d4b2-414b-b370-4091fb6c3f7d","site":"in-blr-ananta","name":"vav-1736"}} | KNND | [5 empty] | BACnet MS/TP | 121736 |  |  |  |  | Corphosted | [5 empty] | 100.95.213.235 | 255.255.240.0 | [11 empty] | Proxied Device | Good | KNND | 10 | N/A |  |  |  | neptronic_evcbseries | NEPTRONIC-EVCBSERIES
2157 | Building Management System | VAV-1737 | VAV-1737 | Neptronic | EVCB SERIES | Standard | Serial | VAVCTR |  |  |  |  | Active |  | IN-BLR-ANANTA-VAV-1737_ | uuid://bad7f0ef-593d-4b06-afe5-526d4127903b | {"asset":{"guid":"uuid://bad7f0ef-593d-4b06-afe5-526d4127903b","site":"in-blr-ananta","name":"vav-1737"}} | KNND | [5 empty] | BACnet MS/TP | 121737 |  |  |  |  | Corphosted | [5 empty] | 100.95.213.197 | 255.255.240.0 | [11 empty] | Proxied Device | Good | KNND | 10 | N/A |  |  |  | neptronic_evcbseries | NEPTRONIC-EVCBSERIES
2158 | Building Management System | VAV-1738 | VAV-1738 | Neptronic | EVCB SERIES | Standard | Serial | VAVCTR |  |  |  |  | Active |  | IN-BLR-ANANTA-VAV-1738_ | uuid://3a156296-195b-43cd-8dc6-7465c36a4e9a | {"asset":{"guid":"uuid://3a156296-195b-43cd-8dc6-7465c36a4e9a","site":"in-blr-ananta","name":"vav-1738"}} | KNND | [5 empty] | BACnet MS/TP | 121738 |  |  |  |  | Corphosted | [5 empty] | 100.95.214.1 | 255.255.240.0 | [11 empty] | Proxied Device | Good | KNND | 10 | N/A |  |  |  | neptronic_evcbseries | NEPTRONIC-EVCBSERIES
2159 | Building Management System | VAV-1739 | VAV-1739 | Neptronic | EVCB SERIES | Standard | Serial | VAVCTR |  |  |  |  | Active |  | IN-BLR-ANANTA-VAV-1739_ | uuid://ab71fa53-dc5b-41d7-9323-0c197d1405c1 | {"asset":{"guid":"uuid://ab71fa53-dc5b-41d7-9323-0c197d1405c1","site":"in-blr-ananta","name":"vav-1739"}} | KNND | [5 empty] | BACnet MS/TP | 121739 |  |  |  |  | Corphosted | [5 empty] | 100.95.214.8 | 255.255.240.0 | [11 empty] | Proxied Device | Good | KNND | 10 | N/A |  |  |  | neptronic_evcbseries | NEPTRONIC-EVCBSERIES
2160 | Building Management System | VAV-1740 | VAV-1740 | Neptronic | EVCB SERIES | Standard | Serial | VAVCTR |  |  |  |  | Active |  | IN-BLR-ANANTA-VAV-1740_ | uuid://046ce59b-f89f-43f9-9cf2-4eec27b98773 | {"asset":{"guid":"uuid://046ce59b-f89f-43f9-9cf2-4eec27b98773","site":"in-blr-ananta","name":"vav-1740"}} | KNND | [5 empty] | BACnet MS/TP | 121740 |  |  |  |  | Corphosted | [5 empty] | 100.95.213.252 | 255.255.240.0 | [11 empty] | Proxied Device | Good | KNND | 10 | N/A |  |  |  | neptronic_evcbseries | NEPTRONIC-EVCBSERIES
2161 | Building Management System | VAV-1741 | VAV-1741 | Neptronic | EVCB SERIES | Standard | Serial | VAVCTR |  |  |  |  | Active |  | IN-BLR-ANANTA-VAV-1741_ | uuid://789592fe-155e-4cd3-b8a7-eea1970fc8a8 | {"asset":{"guid":"uuid://789592fe-155e-4cd3-b8a7-eea1970fc8a8","site":"in-blr-ananta","name":"vav-1741"}} | KNND | [5 empty] | BACnet MS/TP | 121741 |  |  |  |  | Corphosted | [5 empty] | 100.95.213.247 | 255.255.240.0 | [11 empty] | Proxied Device | Good | KNND | 10 | N/A |  |  |  | neptronic_evcbseries | NEPTRONIC-EVCBSERIES
2162 | Building Management System | VAV-1742 | VAV-1742 | Neptronic | EVCB SERIES | Standard | Serial | VAVCTR |  |  |  |  | Active |  | IN-BLR-ANANTA-VAV-1742_ | uuid://fb64e924-a5c4-4930-a94f-115897d62ecd | {"asset":{"guid":"uuid://fb64e924-a5c4-4930-a94f-115897d62ecd","site":"in-blr-ananta","name":"vav-1742"}} | KNND | [5 empty] | BACnet MS/TP | 121742 |  |  |  |  | Corphosted | [5 empty] | 100.95.214.12 | 255.255.240.0 | [11 empty] | Proxied Device | Good | KNND | 10 | N/A |  |  |  | neptronic_evcbseries | NEPTRONIC-EVCBSERIES
2163 | Building Management System | VAV-1743 | VAV-1743 | Neptronic | EVCB SERIES | Standard | Serial | VAVCTR |  |  |  |  | Active |  | IN-BLR-ANANTA-VAV-1743_ | uuid://3a1d0798-51ad-4f75-8c2c-85bd82e36db4 | {"asset":{"guid":"uuid://3a1d0798-51ad-4f75-8c2c-85bd82e36db4","site":"in-blr-ananta","name":"vav-1743"}} | KNND | [5 empty] | BACnet MS/TP | 121743 |  |  |  |  | Corphosted | [5 empty] | 100.95.214.4 | 255.255.240.0 | [11 empty] | Proxied Device | Good | KNND | 10 | N/A |  |  |  | neptronic_evcbseries | NEPTRONIC-EVCBSERIES
2164 | Building Management System | VAV-1744 | VAV-1744 | Neptronic | EVCB SERIES | Standard | Serial | VAVCTR |  |  |  |  | Active |  | IN-BLR-ANANTA-VAV-1744_ | uuid://b5663f45-1592-4e7c-beb1-b7c1cac114a8 | {"asset":{"guid":"uuid://b5663f45-1592-4e7c-beb1-b7c1cac114a8","site":"in-blr-ananta","name":"vav-1744"}} | KNND | [5 empty] | BACnet MS/TP | 121744 |  |  |  |  | Corphosted | [5 empty] | 100.95.214.13 | 255.255.240.0 | [11 empty] | Proxied Device | Good | KNND | 10 | N/A |  |  |  | neptronic_evcbseries | NEPTRONIC-EVCBSERIES
2165 | Building Management System | VAV-1745 | VAV-1745 | Neptronic | EVCB SERIES | Standard | Serial | VAVCTR |  |  |  |  | Active |  | IN-BLR-ANANTA-VAV-1745_ | uuid://b4785468-1afc-4c47-960d-1889d5d09527 | {"asset":{"guid":"uuid://b4785468-1afc-4c47-960d-1889d5d09527","site":"in-blr-ananta","name":"vav-1745"}} | KNND | [5 empty] | BACnet MS/TP | 121745 |  |  |  |  | Corphosted | [5 empty] | 100.95.213.255 | 255.255.240.0 | [11 empty] | Proxied Device | Good | KNND | 10 | N/A |  |  |  | neptronic_evcbseries | NEPTRONIC-EVCBSERIES
2166 | Building Management System | VAV-1746 | VAV-1746 | Neptronic | EVCB SERIES | Standard | Serial | VAVCTR |  |  |  |  | Active |  | IN-BLR-ANANTA-VAV-1746_ | uuid://35bfda7b-2c6d-4eee-a670-bdfa7641c1bc | {"asset":{"guid":"uuid://35bfda7b-2c6d-4eee-a670-bdfa7641c1bc","site":"in-blr-ananta","name":"vav-1746"}} | KNND | [5 empty] | BACnet MS/TP | 121746 |  |  |  |  | Corphosted | [5 empty] | 100.95.213.219 | 255.255.240.0 | [11 empty] | Proxied Device | Good | KNND | 10 | N/A |  |  |  | neptronic_evcbseries | NEPTRONIC-EVCBSERIES
2167 | Building Management System | VAV-1747 | VAV-1747 | Neptronic | EVCB SERIES | Standard | Serial | VAVCTR |  |  |  |  | Active |  | IN-BLR-ANANTA-VAV-1747_ | uuid://ef2b3dbe-b457-4218-96e1-7e38cd8660cd | {"asset":{"guid":"uuid://ef2b3dbe-b457-4218-96e1-7e38cd8660cd","site":"in-blr-ananta","name":"vav-1747"}} | KNND | [5 empty] | BACnet MS/TP | 121747 |  |  |  |  | Corphosted | [5 empty] | 100.95.214.0 | 255.255.240.0 | [11 empty] | Proxied Device | Good | KNND | 10 | N/A |  |  |  | neptronic_evcbseries | NEPTRONIC-EVCBSERIES
2168 | Building Management System | VAV-1748 | VAV-1748 | Neptronic | EVCB SERIES | Standard | Serial | VAVCTR |  |  |  |  | Active |  | IN-BLR-ANANTA-VAV-1748_ | uuid://b123d120-5a84-45f9-a905-4855b98b5afb | {"asset":{"guid":"uuid://b123d120-5a84-45f9-a905-4855b98b5afb","site":"in-blr-ananta","name":"vav-1748"}} | KNND | [5 empty] | BACnet MS/TP | 121748 |  |  |  |  | Corphosted | [5 empty] | 100.95.214.17 | 255.255.240.0 | [11 empty] | Proxied Device | Good | KNND | 10 | N/A |  |  |  | neptronic_evcbseries | NEPTRONIC-EVCBSERIES
2169 | Building Management System | VAV-1749 | VAV-1749 | Neptronic | EVCB SERIES | Standard | Serial | VAVCTR |  |  |  |  | Active |  | IN-BLR-ANANTA-VAV-1749_ | uuid://a53581da-5134-4ca2-a253-ccf03a4f314a | {"asset":{"guid":"uuid://a53581da-5134-4ca2-a253-ccf03a4f314a","site":"in-blr-ananta","name":"vav-1749"}} | KNND | [5 empty] | BACnet MS/TP | 121749 |  |  |  |  | Corphosted | [5 empty] | 100.95.213.172 | 255.255.240.0 | [11 empty] | Proxied Device | Good | KNND | 10 | N/A |  |  |  | neptronic_evcbseries | NEPTRONIC-EVCBSERIES
2170 | Building Management System | VAV-1750 | VAV-1750 | Neptronic | EVCB SERIES | Standard | Serial | VAVCTR |  |  |  |  | Active |  | IN-BLR-ANANTA-VAV-1750_ | uuid://ebfebb5d-2f9e-45f3-8501-8fc60f999b58 | {"asset":{"guid":"uuid://ebfebb5d-2f9e-45f3-8501-8fc60f999b58","site":"in-blr-ananta","name":"vav-1750"}} | KNND | [5 empty] | BACnet MS/TP | 121750 |  |  |  |  | Corphosted | [5 empty] | 100.95.214.19 | 255.255.240.0 | [11 empty] | Proxied Device | Good | KNND | 10 | N/A |  |  |  | neptronic_evcbseries | NEPTRONIC-EVCBSERIES
2171 | Building Management System | VAV-1751 | VAV-1751 | Neptronic | EVCB SERIES | Standard | Serial | VAVCTR |  |  |  |  | Active |  | IN-BLR-ANANTA-VAV-1751_ | uuid://20ea2175-a897-49e9-9d05-25b830ab8080 | {"asset":{"guid":"uuid://20ea2175-a897-49e9-9d05-25b830ab8080","site":"in-blr-ananta","name":"vav-1751"}} | KNND | [5 empty] | BACnet MS/TP | 121751 |  |  |  |  | Corphosted | [5 empty] | 100.95.214.18 | 255.255.240.0 | [11 empty] | Proxied Device | Good | KNND | 10 | N/A |  |  |  | neptronic_evcbseries | NEPTRONIC-EVCBSERIES
2172 | Building Management System | VAV-1752 | VAV-1752 | Neptronic | EVCB SERIES | Standard | Serial | VAVCTR |  |  |  |  | Active |  | IN-BLR-ANANTA-VAV-1752_ | uuid://ba200cfa-66be-49be-8a56-0eb52ac62a44 | {"asset":{"guid":"uuid://ba200cfa-66be-49be-8a56-0eb52ac62a44","site":"in-blr-ananta","name":"vav-1752"}} | KNND | [5 empty] | BACnet MS/TP | 121752 |  |  |  |  | Corphosted | [5 empty] | 100.95.214.21 | 255.255.240.0 | [11 empty] | Proxied Device | Good | KNND | 10 | N/A |  |  |  | neptronic_evcbseries | NEPTRONIC-EVCBSERIES
2173 | Building Management System | VAV-1753 | VAV-1753 | Neptronic | EVCB SERIES | Standard | Serial | VAVCTR |  |  |  |  | Active |  | IN-BLR-ANANTA-VAV-1753_ | uuid://ec6a0912-1194-4136-a9ac-3cfd5fdebfd4 | {"asset":{"guid":"uuid://ec6a0912-1194-4136-a9ac-3cfd5fdebfd4","site":"in-blr-ananta","name":"vav-1753"}} | KNND | [5 empty] | BACnet MS/TP | 121753 |  |  |  |  | Corphosted | [5 empty] | 100.95.214.22 | 255.255.240.0 | [11 empty] | Proxied Device | Good | KNND | 10 | N/A |  |  |  | neptronic_evcbseries | NEPTRONIC-EVCBSERIES
2174 | Building Management System | VAV-1754 | VAV-1754 | Neptronic | EVCB SERIES | Standard | Serial | VAVCTR |  |  |  |  | Active |  | IN-BLR-ANANTA-VAV-1754_ | uuid://de6a7516-3688-4519-9533-b391201fbc89 | {"asset":{"guid":"uuid://de6a7516-3688-4519-9533-b391201fbc89","site":"in-blr-ananta","name":"vav-1754"}} | KNND | [5 empty] | BACnet MS/TP | 121754 |  |  |  |  | Corphosted | [5 empty] | 100.95.214.5 | 255.255.240.0 | [11 empty] | Proxied Device | Good | KNND | 10 | N/A |  |  |  | neptronic_evcbseries | NEPTRONIC-EVCBSERIES
2175 | Building Management System | VAV-1755 | VAV-1755 | Neptronic | EVCB SERIES | Standard | Serial | VAVCTR |  |  |  |  | Active |  | IN-BLR-ANANTA-VAV-1755_ | uuid://3e32fa60-d8f5-439e-84b3-b39a1dd92151 | {"asset":{"guid":"uuid://3e32fa60-d8f5-439e-84b3-b39a1dd92151","site":"in-blr-ananta","name":"vav-1755"}} | KNND | [5 empty] | BACnet MS/TP | 121755 |  |  |  |  | Corphosted | [5 empty] | 100.95.214.11 | 255.255.240.0 | [11 empty] | Proxied Device | Good | KNND | 10 | N/A |  |  |  | neptronic_evcbseries | NEPTRONIC-EVCBSERIES
2176 | Building Management System | VAV-1756 | VAV-1756 | Neptronic | EVCB SERIES | Standard | Serial | VAVCTR |  |  |  |  | Active |  | IN-BLR-ANANTA-VAV-1756_ | uuid://e0cd7d19-8610-4bc5-b5c0-8f76b1682fa2 | {"asset":{"guid":"uuid://e0cd7d19-8610-4bc5-b5c0-8f76b1682fa2","site":"in-blr-ananta","name":"vav-1756"}} | KNND | [5 empty] | BACnet MS/TP | 121756 |  |  |  |  | Corphosted | [5 empty] | 100.95.213.193 | 255.255.240.0 | [11 empty] | Proxied Device | Good | KNND | 10 | N/A |  |  |  | neptronic_evcbseries | NEPTRONIC-EVCBSERIES
2177 | Building Management System | VAV-1757 | VAV-1757 | Neptronic | EVCB SERIES | Standard | Serial | VAVCTR |  |  |  |  | Active |  | IN-BLR-ANANTA-VAV-1757_ | uuid://ab5a123c-4334-4abc-bb22-a2bb1afc81d5 | {"asset":{"guid":"uuid://ab5a123c-4334-4abc-bb22-a2bb1afc81d5","site":"in-blr-ananta","name":"vav-1757"}} | KNND | [5 empty] | BACnet MS/TP | 121757 |  |  |  |  | Corphosted | [5 empty] | 100.95.214.20 | 255.255.240.0 | [11 empty] | Proxied Device | Good | KNND | 10 | N/A |  |  |  | neptronic_evcbseries | NEPTRONIC-EVCBSERIES
2178 | Building Management System | VAV-1758 | VAV-1758 | Neptronic | EVCB SERIES | Standard | Serial | VAVCTR |  |  |  |  | Active |  | IN-BLR-ANANTA-VAV-1758_ | uuid://8d8e0633-8df2-4fea-8525-b53fa73e8ead | {"asset":{"guid":"uuid://8d8e0633-8df2-4fea-8525-b53fa73e8ead","site":"in-blr-ananta","name":"vav-1758"}} | KNND | [5 empty] | BACnet MS/TP | 121758 |  |  |  |  | Corphosted | [5 empty] | 100.95.214.23 | 255.255.240.0 | [11 empty] | Proxied Device | Good | KNND | 10 | N/A |  |  |  | neptronic_evcbseries | NEPTRONIC-EVCBSERIES
2179 | Building Management System | VAV-1759 | VAV-1759 | Neptronic | EVCB SERIES | Standard | Serial | VAVCTR |  |  |  |  | Active |  | IN-BLR-ANANTA-VAV-1759_ | uuid://6da10ead-a85f-4674-83e0-9cfd13d386be | {"asset":{"guid":"uuid://6da10ead-a85f-4674-83e0-9cfd13d386be","site":"in-blr-ananta","name":"vav-1759"}} | KNND | [5 empty] | BACnet MS/TP | 121759 |  |  |  |  | Corphosted | [5 empty] | 100.95.213.249 | 255.255.240.0 | [11 empty] | Proxied Device | Good | KNND | 10 | N/A |  |  |  | neptronic_evcbseries | NEPTRONIC-EVCBSERIES
2180 | Building Management System | VAV-1760 | VAV-1760 | Neptronic | EVCB SERIES | Standard | Serial | VAVCTR |  |  |  |  | Active |  | IN-BLR-ANANTA-VAV-1760_ | uuid://627b1155-a656-4ff9-a2f1-39a9bc65f967 | {"asset":{"guid":"uuid://627b1155-a656-4ff9-a2f1-39a9bc65f967","site":"in-blr-ananta","name":"vav-1760"}} | KNND | [5 empty] | BACnet MS/TP | 121760 |  |  |  |  | Corphosted | [5 empty] | 100.95.213.250 | 255.255.240.0 | [11 empty] | Proxied Device | Good | KNND | 10 | N/A |  |  |  | neptronic_evcbseries | NEPTRONIC-EVCBSERIES
2181 | Building Management System | VAV-1761 | VAV-1761 | Neptronic | EVCB SERIES | Standard | Serial | VAVCTR |  |  |  |  | Active |  | IN-BLR-ANANTA-VAV-1761_ | uuid://8057256a-1e31-4e5b-90c1-989940b1b935 | {"asset":{"guid":"uuid://8057256a-1e31-4e5b-90c1-989940b1b935","site":"in-blr-ananta","name":"vav-1761"}} | KNND | [5 empty] | BACnet MS/TP | 121761 |  |  |  |  | Corphosted | [5 empty] | 100.95.213.203 | 255.255.240.0 | [11 empty] | Proxied Device | Good | KNND | 10 | N/A |  |  |  | neptronic_evcbseries | NEPTRONIC-EVCBSERIES
2182 | Building Management System | VAV-1762 | VAV-1762 | Neptronic | EVCB SERIES | Standard | Serial | VAVCTR |  |  |  |  | Active |  | IN-BLR-ANANTA-VAV-1762_ | uuid://1945bb90-1135-4a5a-8a23-52ff1a64c89d | {"asset":{"guid":"uuid://1945bb90-1135-4a5a-8a23-52ff1a64c89d","site":"in-blr-ananta","name":"vav-1762"}} | KNND | [5 empty] | BACnet MS/TP | 121762 |  |  |  |  | Corphosted | [5 empty] | 100.95.213.217 | 255.255.240.0 | [11 empty] | Proxied Device | Good | KNND | 10 | N/A |  |  |  | neptronic_evcbseries | NEPTRONIC-EVCBSERIES
2183 | Building Management System | VAV-1763 | VAV-1763 | Neptronic | EVCB SERIES | Standard | Serial | VAVCTR |  |  |  |  | Active |  | IN-BLR-ANANTA-VAV-1763_ | uuid://40ab3305-a0cb-4df8-89ca-655a37c9b2e8 | {"asset":{"guid":"uuid://40ab3305-a0cb-4df8-89ca-655a37c9b2e8","site":"in-blr-ananta","name":"vav-1763"}} | KNND | [5 empty] | BACnet MS/TP | 121763 |  |  |  |  | Corphosted | [5 empty] | 100.95.214.14 | 255.255.240.0 | [11 empty] | Proxied Device | Good | KNND | 10 | N/A |  |  |  | neptronic_evcbseries | NEPTRONIC-EVCBSERIES
2184 | Building Management System | VAV-1764 | VAV-1764 | Neptronic | EVCB SERIES | Standard | Serial | VAVCTR |  |  |  |  | Active |  | IN-BLR-ANANTA-VAV-1764_ | uuid://8e4a041d-9251-4499-861d-7ee2cc387227 | {"asset":{"guid":"uuid://8e4a041d-9251-4499-861d-7ee2cc387227","site":"in-blr-ananta","name":"vav-1764"}} | KNND | [5 empty] | BACnet MS/TP | 121764 |  |  |  |  | Corphosted | [5 empty] | 100.95.214.9 | 255.255.240.0 | [11 empty] | Proxied Device | Good | KNND | 10 | N/A |  |  |  | neptronic_evcbseries | NEPTRONIC-EVCBSERIES
2185 | Building Management System | VAV-1765 | VAV-1765 | Neptronic | EVCB SERIES | Standard | Serial | VAVCTR |  |  |  |  | Active |  | IN-BLR-ANANTA-VAV-1765_ | uuid://a5d26117-40e1-42a5-ba7b-a3e4e7725855 | {"asset":{"guid":"uuid://a5d26117-40e1-42a5-ba7b-a3e4e7725855","site":"in-blr-ananta","name":"vav-1765"}} | KNND | [5 empty] | BACnet MS/TP | 121765 |  |  |  |  | Corphosted | [5 empty] | 100.95.213.245 | 255.255.240.0 | [11 empty] | Proxied Device | Good | KNND | 10 | N/A |  |  |  | neptronic_evcbseries | NEPTRONIC-EVCBSERIES
2186 | Building Management System | VAV-1766 | VAV-1766 | Neptronic | EVCB SERIES | Standard | Serial | VAVCTR |  |  |  |  | Active |  | IN-BLR-ANANTA-VAV-1766_ | uuid://8795a7b3-fd29-4c47-9ff3-698fb3f78b34 | {"asset":{"guid":"uuid://8795a7b3-fd29-4c47-9ff3-698fb3f78b34","site":"in-blr-ananta","name":"vav-1766"}} | KNND | [5 empty] | BACnet MS/TP | 121766 |  |  |  |  | Corphosted | [5 empty] | 100.95.214.32 | 255.255.240.0 | [11 empty] | Proxied Device | Good | KNND | 10 | N/A |  |  |  | neptronic_evcbseries | NEPTRONIC-EVCBSERIES
2187 | Building Management System | VAV-1767 | VAV-1767 | Neptronic | EVCB SERIES | Standard | Serial | VAVCTR |  |  |  |  | Active |  | IN-BLR-ANANTA-VAV-1767_ | uuid://bc8f36fd-8acc-4f3d-956f-4d2b1c9872ef | {"asset":{"guid":"uuid://bc8f36fd-8acc-4f3d-956f-4d2b1c9872ef","site":"in-blr-ananta","name":"vav-1767"}} | KNND | [5 empty] | BACnet MS/TP | 121767 |  |  |  |  | Corphosted | [5 empty] | 100.95.213.243 | 255.255.240.0 | [11 empty] | Proxied Device | Good | KNND | 10 | N/A |  |  |  | neptronic_evcbseries | NEPTRONIC-EVCBSERIES
2188 | Building Management System | VAV-1768 | VAV-1768 | Neptronic | EVCB SERIES | Standard | Serial | VAVCTR |  |  |  |  | Active |  | IN-BLR-ANANTA-VAV-1768_ | uuid://45616b73-dbae-4306-aa63-64db91c3114e | {"asset":{"guid":"uuid://45616b73-dbae-4306-aa63-64db91c3114e","site":"in-blr-ananta","name":"vav-1768"}} | KNND | [5 empty] | BACnet MS/TP | 121768 |  |  |  |  | Corphosted | [5 empty] | 100.95.213.253 | 255.255.240.0 | [11 empty] | Proxied Device | Good | KNND | 10 | N/A |  |  |  | neptronic_evcbseries | NEPTRONIC-EVCBSERIES
2189 | Building Management System | VAV-1769 | VAV-1769 | Neptronic | EVCB SERIES | Standard | Serial | VAVCTR |  |  |  |  | Active |  | IN-BLR-ANANTA-VAV-1769_ | uuid://61a0f050-106d-453b-b16d-74993300ab18 | {"asset":{"guid":"uuid://61a0f050-106d-453b-b16d-74993300ab18","site":"in-blr-ananta","name":"vav-1769"}} | KNND | [5 empty] | BACnet MS/TP | 121769 |  |  |  |  | Corphosted | [5 empty] | 100.95.213.229 | 255.255.240.0 | [11 empty] | Proxied Device | Good | KNND | 10 | N/A |  |  |  | neptronic_evcbseries | NEPTRONIC-EVCBSERIES
2190 | Building Management System | VAV-1770 | VAV-1770 | Neptronic | EVCB SERIES | Standard | Serial | VAVCTR |  |  |  |  | Active |  | IN-BLR-ANANTA-VAV-1770_ | uuid://bc1e834d-162b-4671-beaf-6c14fd640427 | {"asset":{"guid":"uuid://bc1e834d-162b-4671-beaf-6c14fd640427","site":"in-blr-ananta","name":"vav-1770"}} | KNND | [5 empty] | BACnet MS/TP | 121770 |  |  |  |  | Corphosted | [5 empty] | 100.95.214.34 | 255.255.240.0 | [11 empty] | Proxied Device | Good | KNND | 10 | N/A |  |  |  | neptronic_evcbseries | NEPTRONIC-EVCBSERIES
2191 | Building Management System | VAV-1771 | VAV-1771 | Neptronic | EVCB SERIES | Standard | Serial | VAVCTR |  |  |  |  | Active |  | IN-BLR-ANANTA-VAV-1771_ | uuid://9a5c09d9-df5c-470e-a6b4-cf32e67d5830 | {"asset":{"guid":"uuid://9a5c09d9-df5c-470e-a6b4-cf32e67d5830","site":"in-blr-ananta","name":"vav-1771"}} | KNND | [5 empty] | BACnet MS/TP | 121771 |  |  |  |  | Corphosted | [5 empty] | 100.95.214.30 | 255.255.240.0 | [11 empty] | Proxied Device | Good | KNND | 10 | N/A |  |  |  | neptronic_evcbseries | NEPTRONIC-EVCBSERIES
2192 | Building Management System | VAV-1772 | VAV-1772 | Neptronic | EVCB SERIES | Standard | Serial | VAVCTR |  |  |  |  | Active |  | IN-BLR-ANANTA-VAV-1772_ | uuid://db8347c1-8084-44a3-8c92-848052a936ef | {"asset":{"guid":"uuid://db8347c1-8084-44a3-8c92-848052a936ef","site":"in-blr-ananta","name":"vav-1772"}} | KNND | [5 empty] | BACnet MS/TP | 121772 |  |  |  |  | Corphosted | [5 empty] | 100.95.213.207 | 255.255.240.0 | [11 empty] | Proxied Device | Good | KNND | 10 | N/A |  |  |  | neptronic_evcbseries | NEPTRONIC-EVCBSERIES
2193 | Building Management System | VAV-1773 | VAV-1773 | Neptronic | EVCB SERIES | Standard | Serial | VAVCTR |  |  |  |  | Active |  | IN-BLR-ANANTA-VAV-1773_ | uuid://6f520622-f5fd-4fd6-a6be-15238884e990 | {"asset":{"guid":"uuid://6f520622-f5fd-4fd6-a6be-15238884e990","site":"in-blr-ananta","name":"vav-1773"}} | KNND | [5 empty] | BACnet MS/TP | 121773 |  |  |  |  | Corphosted | [5 empty] | 100.95.213.159 | 255.255.240.0 | [11 empty] | Proxied Device | Good | KNND | 10 | N/A |  |  |  | neptronic_evcbseries | NEPTRONIC-EVCBSERIES
2194 | Building Management System | VAV-1774 | VAV-1774 | Neptronic | EVCB SERIES | Standard | Serial | VAVCTR |  |  |  |  | Active |  | IN-BLR-ANANTA-VAV-1774_ | uuid://bea9cd45-829b-4e0b-b10e-5b2a864f042b | {"asset":{"guid":"uuid://bea9cd45-829b-4e0b-b10e-5b2a864f042b","site":"in-blr-ananta","name":"vav-1774"}} | KNND | [5 empty] | BACnet MS/TP | 121774 |  |  |  |  | Corphosted | [5 empty] | 100.95.213.227 | 255.255.240.0 | [11 empty] | Proxied Device | Good | KNND | 10 | N/A |  |  |  | neptronic_evcbseries | NEPTRONIC-EVCBSERIES
2195 | Building Management System | VAV-1775 | VAV-1775 | Neptronic | EVCB SERIES | Standard | Serial | VAVCTR |  |  |  |  | Active |  | IN-BLR-ANANTA-VAV-1775_ | uuid://4cc249b3-ec9a-4ac7-8b6b-19c2bff6a806 | {"asset":{"guid":"uuid://4cc249b3-ec9a-4ac7-8b6b-19c2bff6a806","site":"in-blr-ananta","name":"vav-1775"}} | KNND | [5 empty] | BACnet MS/TP | 121775 |  |  |  |  | Corphosted | [5 empty] | 100.95.214.41 | 255.255.240.0 | [11 empty] | Proxied Device | Good | KNND | 10 | N/A |  |  |  | neptronic_evcbseries | NEPTRONIC-EVCBSERIES
2196 | Building Management System | VAV-1776 | VAV-1776 | Neptronic | EVCB SERIES | Standard | Serial | VAVCTR |  |  |  |  | Active |  | IN-BLR-ANANTA-VAV-1776_ | uuid://bbae864b-047e-4fda-86c6-5c53d83453e4 | {"asset":{"guid":"uuid://bbae864b-047e-4fda-86c6-5c53d83453e4","site":"in-blr-ananta","name":"vav-1776"}} | KNND | [5 empty] | BACnet MS/TP | 121776 |  |  |  |  | Corphosted | [5 empty] | 100.95.214.27 | 255.255.240.0 | [11 empty] | Proxied Device | Good | KNND | 10 | N/A |  |  |  | neptronic_evcbseries | NEPTRONIC-EVCBSERIES
2197 | Building Management System | VAV-1777 | VAV-1777 | Neptronic | EVCB SERIES | Standard | Serial | VAVCTR |  |  |  |  | Active |  | IN-BLR-ANANTA-VAV-1777_ | uuid://11b4ca68-d380-4bef-9e6b-35b6e75e56e9 | {"asset":{"guid":"uuid://11b4ca68-d380-4bef-9e6b-35b6e75e56e9","site":"in-blr-ananta","name":"vav-1777"}} | KNND | [5 empty] | BACnet MS/TP | 121777 |  |  |  |  | Corphosted | [5 empty] | 100.95.214.3 | 255.255.240.0 | [11 empty] | Proxied Device | Good | KNND | 10 | N/A |  |  |  | neptronic_evcbseries | NEPTRONIC-EVCBSERIES
2198 | Building Management System | VAV-1778 | VAV-1778 | Neptronic | EVCB SERIES | Standard | Serial | VAVCTR |  |  |  |  | Active |  | IN-BLR-ANANTA-VAV-1778_ | uuid://c43b1adc-6f0d-400a-b0f0-4c1a1964344d | {"asset":{"guid":"uuid://c43b1adc-6f0d-400a-b0f0-4c1a1964344d","site":"in-blr-ananta","name":"vav-1778"}} | KNND | [5 empty] | BACnet MS/TP | 121778 |  |  |  |  | Corphosted | [5 empty] | 100.95.214.47 | 255.255.240.0 | [11 empty] | Proxied Device | Good | KNND | 10 | N/A |  |  |  | neptronic_evcbseries | NEPTRONIC-EVCBSERIES
2199 | Building Management System | VAV-1779 | VAV-1779 | Neptronic | EVCB SERIES | Standard | Serial | VAVCTR |  |  |  |  | Active |  | IN-BLR-ANANTA-VAV-1779_ | uuid://e75ea6b6-0a5d-42db-a2f1-bdbbc8ceb7ef | {"asset":{"guid":"uuid://e75ea6b6-0a5d-42db-a2f1-bdbbc8ceb7ef","site":"in-blr-ananta","name":"vav-1779"}} | KNND | [5 empty] | BACnet MS/TP | 121779 |  |  |  |  | Corphosted | [5 empty] | 100.95.213.246 | 255.255.240.0 | [11 empty] | Proxied Device | Good | KNND | 10 | N/A |  |  |  | neptronic_evcbseries | NEPTRONIC-EVCBSERIES
2200 | Building Management System | VAV-1780 | VAV-1780 | Neptronic | EVCB SERIES | Standard | Serial | VAVCTR |  |  |  |  | Active |  | IN-BLR-ANANTA-VAV-1780_ | uuid://750bcc0d-c990-4a51-9653-a6da0c879c7c | {"asset":{"guid":"uuid://750bcc0d-c990-4a51-9653-a6da0c879c7c","site":"in-blr-ananta","name":"vav-1780"}} | KNND | [5 empty] | BACnet MS/TP | 121780 |  |  |  |  | Corphosted | [5 empty] | 100.95.214.31 | 255.255.240.0 | [11 empty] | Proxied Device | Good | KNND | 10 | N/A |  |  |  | neptronic_evcbseries | NEPTRONIC-EVCBSERIES
2201 | Building Management System | VAV-1781 | VAV-1781 | Neptronic | EVCB SERIES | Standard | Serial | VAVCTR |  |  |  |  | Active |  | IN-BLR-ANANTA-VAV-1781_ | uuid://dd3882b9-2f7d-4316-a72b-570ddf538998 | {"asset":{"guid":"uuid://dd3882b9-2f7d-4316-a72b-570ddf538998","site":"in-blr-ananta","name":"vav-1781"}} | KNND | [5 empty] | BACnet MS/TP | 121781 |  |  |  |  | Corphosted | [5 empty] | 100.95.214.45 | 255.255.240.0 | [11 empty] | Proxied Device | Good | KNND | 10 | N/A |  |  |  | neptronic_evcbseries | NEPTRONIC-EVCBSERIES
2202 | Building Management System | VAV-1782 | VAV-1782 | Neptronic | EVCB SERIES | Standard | Serial | VAVCTR |  |  |  |  | Active |  | IN-BLR-ANANTA-VAV-1782_ | uuid://ccba5e17-d1e5-4fc6-8675-7e63a1223a9a | {"asset":{"guid":"uuid://ccba5e17-d1e5-4fc6-8675-7e63a1223a9a","site":"in-blr-ananta","name":"vav-1782"}} | KNND | [5 empty] | BACnet MS/TP | 121782 |  |  |  |  | Corphosted | [5 empty] | 100.95.214.58 | 255.255.240.0 | [11 empty] | Proxied Device | Good | KNND | 10 | N/A |  |  |  | neptronic_evcbseries | NEPTRONIC-EVCBSERIES
2203 | Building Management System | VAV-1783 | VAV-1783 | Neptronic | EVCB SERIES | Standard | Serial | VAVCTR |  |  |  |  | Active |  | IN-BLR-ANANTA-VAV-1783_ | uuid://fe78bcc6-217d-45df-9ea9-ab9baf6da550 | {"asset":{"guid":"uuid://fe78bcc6-217d-45df-9ea9-ab9baf6da550","site":"in-blr-ananta","name":"vav-1783"}} | KNND | [5 empty] | BACnet MS/TP | 121783 |  |  |  |  | Corphosted | [5 empty] | 100.95.213.223 | 255.255.240.0 | [11 empty] | Proxied Device | Good | KNND | 10 | N/A |  |  |  | neptronic_evcbseries | NEPTRONIC-EVCBSERIES
2204 | Building Management System | VAV-1784 | VAV-1784 | Neptronic | EVCB SERIES | Standard | Serial | VAVCTR |  |  |  |  | Active |  | IN-BLR-ANANTA-VAV-1784_ | uuid://ed1adb53-8673-45b2-9a49-ac2826643bf6 | {"asset":{"guid":"uuid://ed1adb53-8673-45b2-9a49-ac2826643bf6","site":"in-blr-ananta","name":"vav-1784"}} | KNND | [5 empty] | BACnet MS/TP | 121784 |  |  |  |  | Corphosted | [5 empty] | 100.95.214.49 | 255.255.240.0 | [11 empty] | Proxied Device | Good | KNND | 10 | N/A |  |  |  | neptronic_evcbseries | NEPTRONIC-EVCBSERIES
2205 | Building Management System | VAV-1785 | VAV-1785 | Neptronic | EVCB SERIES | Standard | Serial | VAVCTR |  |  |  |  | Active |  | IN-BLR-ANANTA-VAV-1785_ | uuid://17da8925-6e54-418d-b34b-2a0bf233a740 | {"asset":{"guid":"uuid://17da8925-6e54-418d-b34b-2a0bf233a740","site":"in-blr-ananta","name":"vav-1785"}} | KNND | [5 empty] | BACnet MS/TP | 121785 |  |  |  |  | Corphosted | [5 empty] | 100.95.214.26 | 255.255.240.0 | [11 empty] | Proxied Device | Good | KNND | 10 | N/A |  |  |  | neptronic_evcbseries | NEPTRONIC-EVCBSERIES
2206 | Building Management System | VAV-1786 | VAV-1786 | Neptronic | EVCB SERIES | Standard | Serial | VAVCTR |  |  |  |  | Active |  | IN-BLR-ANANTA-VAV-1786_ | uuid://0ce825e2-1bb9-4935-beb4-bde161ae577d | {"asset":{"guid":"uuid://0ce825e2-1bb9-4935-beb4-bde161ae577d","site":"in-blr-ananta","name":"vav-1786"}} | KNND | [5 empty] | BACnet MS/TP | 121786 |  |  |  |  | Corphosted | [5 empty] | 100.95.213.240 | 255.255.240.0 | [11 empty] | Proxied Device | Good | KNND | 10 | N/A |  |  |  | neptronic_evcbseries | NEPTRONIC-EVCBSERIES
2207 | Building Management System | VAV-1787 | VAV-1787 | Neptronic | EVCB SERIES | Standard | Serial | VAVCTR |  |  |  |  | Active |  | IN-BLR-ANANTA-VAV-1787_ | uuid://85cc8b77-2331-4e9a-a9f9-6d31fc27bcbe | {"asset":{"guid":"uuid://85cc8b77-2331-4e9a-a9f9-6d31fc27bcbe","site":"in-blr-ananta","name":"vav-1787"}} | KNND | [5 empty] | BACnet MS/TP | 121787 |  |  |  |  | Corphosted | [5 empty] | 100.95.214.6 | 255.255.240.0 | [11 empty] | Proxied Device | Good | KNND | 10 | N/A |  |  |  | neptronic_evcbseries | NEPTRONIC-EVCBSERIES
2208 | Building Management System | VAV-1788 | VAV-1788 | Neptronic | EVCB SERIES | Standard | Serial | VAVCTR |  |  |  |  | Active |  | IN-BLR-ANANTA-VAV-1788_ | uuid://e545ffe5-2e82-4539-815a-6f4e26ff7dbe | {"asset":{"guid":"uuid://e545ffe5-2e82-4539-815a-6f4e26ff7dbe","site":"in-blr-ananta","name":"vav-1788"}} | KNND | [5 empty] | BACnet MS/TP | 121788 |  |  |  |  | Corphosted | [5 empty] | 100.95.214.76 | 255.255.240.0 | [11 empty] | Proxied Device | Good | KNND | 10 | N/A |  |  |  | neptronic_evcbseries | NEPTRONIC-EVCBSERIES
2209 | Building Management System | VAV-1789 | VAV-1789 | Neptronic | EVCB SERIES | Standard | Serial | VAVCTR |  |  |  |  | Active |  | IN-BLR-ANANTA-VAV-1789_ | uuid://d23e4cce-4b45-47d5-aac6-7a21fb845698 | {"asset":{"guid":"uuid://d23e4cce-4b45-47d5-aac6-7a21fb845698","site":"in-blr-ananta","name":"vav-1789"}} | KNND | [5 empty] | BACnet MS/TP | 121789 |  |  |  |  | Corphosted | [5 empty] | 100.95.214.48 | 255.255.240.0 | [11 empty] | Proxied Device | Good | KNND | 10 | N/A |  |  |  | neptronic_evcbseries | NEPTRONIC-EVCBSERIES
2210 | Building Management System | VAV-1790 | VAV-1790 | Neptronic | EVCB SERIES | Standard | Serial | VAVCTR |  |  |  |  | Active |  | IN-BLR-ANANTA-VAV-1790_ | uuid://30e9ef95-f0e1-420e-a4d3-9db5505d1e9c | {"asset":{"guid":"uuid://30e9ef95-f0e1-420e-a4d3-9db5505d1e9c","site":"in-blr-ananta","name":"vav-1790"}} | KNND | [5 empty] | BACnet MS/TP | 121790 |  |  |  |  | Corphosted | [5 empty] | 100.95.214.54 | 255.255.240.0 | [11 empty] | Proxied Device | Good | KNND | 10 | N/A |  |  |  | neptronic_evcbseries | NEPTRONIC-EVCBSERIES
2211 | Building Management System | VAV-1791 | VAV-1791 | Neptronic | EVCB SERIES | Standard | Serial | VAVCTR |  |  |  |  | Active |  | IN-BLR-ANANTA-VAV-1791_ | uuid://56343e58-220d-4f4c-8b62-65453b2f1adc | {"asset":{"guid":"uuid://56343e58-220d-4f4c-8b62-65453b2f1adc","site":"in-blr-ananta","name":"vav-1791"}} | KNND | [5 empty] | BACnet MS/TP | 121791 |  |  |  |  | Corphosted | [5 empty] | 100.95.214.69 | 255.255.240.0 | [11 empty] | Proxied Device | Good | KNND | 10 | N/A |  |  |  | neptronic_evcbseries | NEPTRONIC-EVCBSERIES
2212 | Building Management System | VAV-1792 | VAV-1792 | Neptronic | EVCB SERIES | Standard | Serial | VAVCTR |  |  |  |  | Active |  | IN-BLR-ANANTA-VAV-1792_ | uuid://0b54b71c-29ba-4363-8bb6-069b995a7f6e | {"asset":{"guid":"uuid://0b54b71c-29ba-4363-8bb6-069b995a7f6e","site":"in-blr-ananta","name":"vav-1792"}} | KNND | [5 empty] | BACnet MS/TP | 121792 |  |  |  |  | Corphosted | [5 empty] | 100.95.214.79 | 255.255.240.0 | [11 empty] | Proxied Device | Good | KNND | 10 | N/A |  |  |  | neptronic_evcbseries | NEPTRONIC-EVCBSERIES
2213 | Building Management System | VAV-1793 | VAV-1793 | Neptronic | EVCB SERIES | Standard | Serial | VAVCTR |  |  |  |  | Active |  | IN-BLR-ANANTA-VAV-1793_ | uuid://dcfeda11-72d9-4581-9126-bce41a6cea2e | {"asset":{"guid":"uuid://dcfeda11-72d9-4581-9126-bce41a6cea2e","site":"in-blr-ananta","name":"vav-1793"}} | KNND | [5 empty] | BACnet MS/TP | 121793 |  |  |  |  | Corphosted | [5 empty] | 100.95.214.90 | 255.255.240.0 | [11 empty] | Proxied Device | Good | KNND | 10 | N/A |  |  |  | neptronic_evcbseries | NEPTRONIC-EVCBSERIES
2214 | Building Management System | VAV-1794 | VAV-1794 | Neptronic | EVCB SERIES | Standard | Serial | VAVCTR |  |  |  |  | Active |  | IN-BLR-ANANTA-VAV-1794_ | uuid://31a0b51b-5384-4d30-8c08-3af2cdf3f0cf | {"asset":{"guid":"uuid://31a0b51b-5384-4d30-8c08-3af2cdf3f0cf","site":"in-blr-ananta","name":"vav-1794"}} | KNND | [5 empty] | BACnet MS/TP | 121794 |  |  |  |  | Corphosted | [5 empty] | 100.95.214.94 | 255.255.240.0 | [11 empty] | Proxied Device | Good | KNND | 10 | N/A |  |  |  | neptronic_evcbseries | NEPTRONIC-EVCBSERIES
2215 | Building Management System | VAV-1795 | VAV-1795 | Neptronic | EVCB SERIES | Standard | Serial | VAVCTR |  |  |  |  | Active |  | IN-BLR-ANANTA-VAV-1795_ | uuid://4aeddb84-466a-4d07-9401-d0c10d1aa4ff | {"asset":{"guid":"uuid://4aeddb84-466a-4d07-9401-d0c10d1aa4ff","site":"in-blr-ananta","name":"vav-1795"}} | KNND | [5 empty] | BACnet MS/TP | 121795 |  |  |  |  | Corphosted | [5 empty] | 100.95.214.71 | 255.255.240.0 | [11 empty] | Proxied Device | Good | KNND | 10 | N/A |  |  |  | neptronic_evcbseries | NEPTRONIC-EVCBSERIES
2216 | Building Management System | VAV-1796 | VAV-1796 | Neptronic | EVCB SERIES | Standard | Serial | VAVCTR |  |  |  |  | Active |  | IN-BLR-ANANTA-VAV-1796_ | uuid://646667eb-4d1d-474f-b85d-406e7af9bd93 | {"asset":{"guid":"uuid://646667eb-4d1d-474f-b85d-406e7af9bd93","site":"in-blr-ananta","name":"vav-1796"}} | KNND | [5 empty] | BACnet MS/TP | 121796 |  |  |  |  | Corphosted | [5 empty] | 100.95.214.61 | 255.255.240.0 | [11 empty] | Proxied Device | Good | KNND | 10 | N/A |  |  |  | neptronic_evcbseries | NEPTRONIC-EVCBSERIES
2217 | Building Management System | VAV-1797 | VAV-1797 | Neptronic | EVCB SERIES | Standard | Serial | VAVCTR |  |  |  |  | Active |  | IN-BLR-ANANTA-VAV-1797_ | uuid://e7cfa322-fe71-4016-b737-4275364aae39 | {"asset":{"guid":"uuid://e7cfa322-fe71-4016-b737-4275364aae39","site":"in-blr-ananta","name":"vav-1797"}} | KNND | [5 empty] | BACnet MS/TP | 121797 |  |  |  |  | Corphosted | [5 empty] | 100.95.214.66 | 255.255.240.0 | [11 empty] | Proxied Device | Good | KNND | 10 | N/A |  |  |  | neptronic_evcbseries | NEPTRONIC-EVCBSERIES
2218 | Building Management System | VAV-1798 | VAV-1798 | Neptronic | EVCB SERIES | Standard | Serial | VAVCTR |  |  |  |  | Active |  | IN-BLR-ANANTA-VAV-1798_ | uuid://3a74bebd-ccf0-43d6-aec1-eb282089c2b5 | {"asset":{"guid":"uuid://3a74bebd-ccf0-43d6-aec1-eb282089c2b5","site":"in-blr-ananta","name":"vav-1798"}} | KNND | [5 empty] | BACnet MS/TP | 121798 |  |  |  |  | Corphosted | [5 empty] | 100.95.214.25 | 255.255.240.0 | [11 empty] | Proxied Device | Good | KNND | 10 | N/A |  |  |  | neptronic_evcbseries | NEPTRONIC-EVCBSERIES
2219 | Building Management System | VAV-1799 | VAV-1799 | Neptronic | EVCB SERIES | Standard | Serial | VAVCTR |  |  |  |  | Active |  | IN-BLR-ANANTA-VAV-1799_ | uuid://87394cd1-3cff-4218-b365-9c4efd6299aa | {"asset":{"guid":"uuid://87394cd1-3cff-4218-b365-9c4efd6299aa","site":"in-blr-ananta","name":"vav-1799"}} | KNND | [5 empty] | BACnet MS/TP | 121799 |  |  |  |  | Corphosted | [5 empty] | 100.95.214.37 | 255.255.240.0 | [11 empty] | Proxied Device | Good | KNND | 10 | N/A |  |  |  | neptronic_evcbseries | NEPTRONIC-EVCBSERIES
2220 | Building Management System | VAV-1800 | VAV-1800 | Neptronic | EVCB SERIES | Standard | Serial | VAVCTR |  |  |  |  | Active |  | IN-BLR-ANANTA-VAV-1800_ | uuid://aee00a9a-817e-4ab7-a2c3-d9bc9d08e93d | {"asset":{"guid":"uuid://aee00a9a-817e-4ab7-a2c3-d9bc9d08e93d","site":"in-blr-ananta","name":"vav-1800"}} | KNND | [5 empty] | BACnet MS/TP | 121800 |  |  |  |  | Corphosted | [5 empty] | 100.95.214.56 | 255.255.240.0 | [11 empty] | Proxied Device | Good | KNND | 10 | N/A |  |  |  | neptronic_evcbseries | NEPTRONIC-EVCBSERIES
2221 | Building Management System | VAV-1801 | VAV-1801 | Neptronic | EVCB SERIES | Standard | Serial | VAVCTR |  |  |  |  | Active |  | IN-BLR-ANANTA-VAV-1801_ | uuid://1275456f-617b-446c-9f90-ebcdf4d4a386 | {"asset":{"guid":"uuid://1275456f-617b-446c-9f90-ebcdf4d4a386","site":"in-blr-ananta","name":"vav-1801"}} | KNND | [5 empty] | BACnet MS/TP | 121801 |  |  |  |  | Corphosted | [5 empty] | 100.95.214.46 | 255.255.240.0 | [11 empty] | Proxied Device | Good | KNND | 10 | N/A |  |  |  | neptronic_evcbseries | NEPTRONIC-EVCBSERIES
2222 | Building Management System | VAV-1802 | VAV-1802 | Neptronic | EVCB SERIES | Standard | Serial | VAVCTR |  |  |  |  | Active |  | IN-BLR-ANANTA-VAV-1802_ | uuid://aef3e087-2667-4bfd-9316-29ad7f0d5c4a | {"asset":{"guid":"uuid://aef3e087-2667-4bfd-9316-29ad7f0d5c4a","site":"in-blr-ananta","name":"vav-1802"}} | KNND | [5 empty] | BACnet MS/TP | 121802 |  |  |  |  | Corphosted | [5 empty] | 100.95.214.16 | 255.255.240.0 | [11 empty] | Proxied Device | Good | KNND | 10 | N/A |  |  |  | neptronic_evcbseries | NEPTRONIC-EVCBSERIES
2223 | Building Management System | VAV-1803 | VAV-1803 | Neptronic | EVCB SERIES | Standard | Serial | VAVCTR |  |  |  |  | Active |  | IN-BLR-ANANTA-VAV-1803_ | uuid://768a00ac-f111-4a3e-9464-f2c6d105af8e | {"asset":{"guid":"uuid://768a00ac-f111-4a3e-9464-f2c6d105af8e","site":"in-blr-ananta","name":"vav-1803"}} | KNND | [5 empty] | BACnet MS/TP | 121803 |  |  |  |  | Corphosted | [5 empty] | 100.95.214.55 | 255.255.240.0 | [11 empty] | Proxied Device | Good | KNND | 10 | N/A |  |  |  | neptronic_evcbseries | NEPTRONIC-EVCBSERIES
2224 | Building Management System | VAV-1804 | VAV-1804 | Neptronic | EVCB SERIES | Standard | Serial | VAVCTR |  |  |  |  | Active |  | IN-BLR-ANANTA-VAV-1804_ | uuid://035ebc0d-6bc6-4407-8a34-7ac21ed440f4 | {"asset":{"guid":"uuid://035ebc0d-6bc6-4407-8a34-7ac21ed440f4","site":"in-blr-ananta","name":"vav-1804"}} | KNND | [5 empty] | BACnet MS/TP | 121804 |  |  |  |  | Corphosted | [5 empty] | 100.95.214.50 | 255.255.240.0 | [11 empty] | Proxied Device | Good | KNND | 10 | N/A |  |  |  | neptronic_evcbseries | NEPTRONIC-EVCBSERIES
2225 | Building Management System | VAV-1805 | VAV-1805 | Neptronic | EVCB SERIES | Standard | Serial | VAVCTR |  |  |  |  | Active |  | IN-BLR-ANANTA-VAV-1805_ | uuid://6938e252-0fd6-444d-af5c-bb8f3f7f45ba | {"asset":{"guid":"uuid://6938e252-0fd6-444d-af5c-bb8f3f7f45ba","site":"in-blr-ananta","name":"vav-1805"}} | KNND | [5 empty] | BACnet MS/TP | 121805 |  |  |  |  | Corphosted | [5 empty] | 100.95.214.24 | 255.255.240.0 | [11 empty] | Proxied Device | Good | KNND | 10 | N/A |  |  |  | neptronic_evcbseries | NEPTRONIC-EVCBSERIES
2226 | Building Management System | VAV-1806 | VAV-1806 | Neptronic | EVCB SERIES | Standard | Serial | VAVCTR |  |  |  |  | Active |  | IN-BLR-ANANTA-VAV-1806_ | uuid://059873aa-bbe4-4b2a-8d44-4f0087b1649b | {"asset":{"guid":"uuid://059873aa-bbe4-4b2a-8d44-4f0087b1649b","site":"in-blr-ananta","name":"vav-1806"}} | KNND | [5 empty] | BACnet MS/TP | 121806 |  |  |  |  | Corphosted | [5 empty] | 100.95.214.59 | 255.255.240.0 | [11 empty] | Proxied Device | Good | KNND | 10 | N/A |  |  |  | neptronic_evcbseries | NEPTRONIC-EVCBSERIES
2227 | Building Management System | VAV-1807 | VAV-1807 | Neptronic | EVCB SERIES | Standard | Serial | VAVCTR |  |  |  |  | Active |  | IN-BLR-ANANTA-VAV-1807_ | uuid://fc8f5d66-b349-49ec-acaf-7a1b16f3208f | {"asset":{"guid":"uuid://fc8f5d66-b349-49ec-acaf-7a1b16f3208f","site":"in-blr-ananta","name":"vav-1807"}} | KNND | [5 empty] | BACnet MS/TP | 121807 |  |  |  |  | Corphosted | [5 empty] | 100.95.214.2 | 255.255.240.0 | [11 empty] | Proxied Device | Good | KNND | 10 | N/A |  |  |  | neptronic_evcbseries | NEPTRONIC-EVCBSERIES
2228 | Building Management System | VAV-1808 | VAV-1808 | Neptronic | EVCB SERIES | Standard | Serial | VAVCTR |  |  |  |  | Active |  | IN-BLR-ANANTA-VAV-1808_ | uuid://aa57c6f0-5ef0-4f3e-9060-1bde53a72e69 | {"asset":{"guid":"uuid://aa57c6f0-5ef0-4f3e-9060-1bde53a72e69","site":"in-blr-ananta","name":"vav-1808"}} | KNND | [5 empty] | BACnet MS/TP | 121808 |  |  |  |  | Corphosted | [5 empty] | 100.95.214.52 | 255.255.240.0 | [11 empty] | Proxied Device | Good | KNND | 10 | N/A |  |  |  | neptronic_evcbseries | NEPTRONIC-EVCBSERIES
2229 | Building Management System | VAV-1809 | VAV-1809 | Neptronic | EVCB SERIES | Standard | Serial | VAVCTR |  |  |  |  | Active |  | IN-BLR-ANANTA-VAV-1809_ | uuid://3442cb1b-bbe3-46d7-9a6f-52c5b41f3f48 | {"asset":{"guid":"uuid://3442cb1b-bbe3-46d7-9a6f-52c5b41f3f48","site":"in-blr-ananta","name":"vav-1809"}} | KNND | [5 empty] | BACnet MS/TP | 121809 |  |  |  |  | Corphosted | [5 empty] | 100.95.214.64 | 255.255.240.0 | [11 empty] | Proxied Device | Good | KNND | 10 | N/A |  |  |  | neptronic_evcbseries | NEPTRONIC-EVCBSERIES
2230 | Building Management System | VAV-1810 | VAV-1810 | Neptronic | EVCB SERIES | Standard | Serial | VAVCTR |  |  |  |  | Active |  | IN-BLR-ANANTA-VAV-1810_ | uuid://bbb7b0a8-40e0-4ac7-b3ef-14079e6518eb | {"asset":{"guid":"uuid://bbb7b0a8-40e0-4ac7-b3ef-14079e6518eb","site":"in-blr-ananta","name":"vav-1810"}} | KNND | [5 empty] | BACnet MS/TP | 121810 |  |  |  |  | Corphosted | [5 empty] | 100.95.214.77 | 255.255.240.0 | [11 empty] | Proxied Device | Good | KNND | 10 | N/A |  |  |  | neptronic_evcbseries | NEPTRONIC-EVCBSERIES
2231 | Building Management System | VAV-1811 | VAV-1811 | Neptronic | EVCB SERIES | Standard | Serial | VAVCTR |  |  |  |  | Active |  | IN-BLR-ANANTA-VAV-1811_ | uuid://5e51447c-6e97-47dd-b012-ab4cbe0b7cdb | {"asset":{"guid":"uuid://5e51447c-6e97-47dd-b012-ab4cbe0b7cdb","site":"in-blr-ananta","name":"vav-1811"}} | KNND | [5 empty] | BACnet MS/TP | 121811 |  |  |  |  | Corphosted | [5 empty] | 100.95.214.57 | 255.255.240.0 | [11 empty] | Proxied Device | Good | KNND | 10 | N/A |  |  |  | neptronic_evcbseries | NEPTRONIC-EVCBSERIES
2232 | Building Management System | VAV-1812 | VAV-1812 | Neptronic | EVCB SERIES | Standard | Serial | VAVCTR |  |  |  |  | Active |  | IN-BLR-ANANTA-VAV-1812_ | uuid://0258d925-1ce6-49b2-95df-b948a5973a97 | {"asset":{"guid":"uuid://0258d925-1ce6-49b2-95df-b948a5973a97","site":"in-blr-ananta","name":"vav-1812"}} | KNND | [5 empty] | BACnet MS/TP | 121812 |  |  |  |  | Corphosted | [5 empty] | 100.95.214.78 | 255.255.240.0 | [11 empty] | Proxied Device | Good | KNND | 10 | N/A |  |  |  | neptronic_evcbseries | NEPTRONIC-EVCBSERIES
2233 | Building Management System | VAV-1813 | VAV-1813 | Neptronic | EVCB SERIES | Standard | Serial | VAVCTR |  |  |  |  | Active |  | IN-BLR-ANANTA-VAV-1813_ | uuid://a0050dc8-b42f-41e4-a7df-350cdef0c16d | {"asset":{"guid":"uuid://a0050dc8-b42f-41e4-a7df-350cdef0c16d","site":"in-blr-ananta","name":"vav-1813"}} | KNND | [5 empty] | BACnet MS/TP | 121813 |  |  |  |  | Corphosted | [5 empty] | 100.95.214.93 | 255.255.240.0 | [11 empty] | Proxied Device | Good | KNND | 10 | N/A |  |  |  | neptronic_evcbseries | NEPTRONIC-EVCBSERIES
2234 | Building Management System | VAV-1814 | VAV-1814 | Neptronic | EVCB SERIES | Standard | Serial | VAVCTR |  |  |  |  | Active |  | IN-BLR-ANANTA-VAV-1814_ | uuid://3ef3a436-b1fe-4ecf-a427-41e26df10aaa | {"asset":{"guid":"uuid://3ef3a436-b1fe-4ecf-a427-41e26df10aaa","site":"in-blr-ananta","name":"vav-1814"}} | KNND | [5 empty] | BACnet MS/TP | 121814 |  |  |  |  | Corphosted | [5 empty] | 100.95.214.87 | 255.255.240.0 | [11 empty] | Proxied Device | Good | KNND | 10 | N/A |  |  |  | neptronic_evcbseries | NEPTRONIC-EVCBSERIES
2235 | Building Management System | VAV-1815 | VAV-1815 | Neptronic | EVCB SERIES | Standard | Serial | VAVCTR |  |  |  |  | Active |  | IN-BLR-ANANTA-VAV-1815_ | uuid://b46705f1-1ae5-4da3-b4b3-125c94721d34 | {"asset":{"guid":"uuid://b46705f1-1ae5-4da3-b4b3-125c94721d34","site":"in-blr-ananta","name":"vav-1815"}} | KNND | [5 empty] | BACnet MS/TP | 121815 |  |  |  |  | Corphosted | [5 empty] | 100.95.214.75 | 255.255.240.0 | [11 empty] | Proxied Device | Good | KNND | 10 | N/A |  |  |  | neptronic_evcbseries | NEPTRONIC-EVCBSERIES
2236 | Building Management System | VAV-1816 | VAV-1816 | Neptronic | EVCB SERIES | Standard | Serial | VAVCTR |  |  |  |  | Active |  | IN-BLR-ANANTA-VAV-1816_ | uuid://9c15a84c-ea31-4afa-8206-1cbc7fed0d67 | {"asset":{"guid":"uuid://9c15a84c-ea31-4afa-8206-1cbc7fed0d67","site":"in-blr-ananta","name":"vav-1816"}} | KNND | [5 empty] | BACnet MS/TP | 121816 |  |  |  |  | Corphosted | [5 empty] | 100.95.214.72 | 255.255.240.0 | [11 empty] | Proxied Device | Good | KNND | 10 | N/A |  |  |  | neptronic_evcbseries | NEPTRONIC-EVCBSERIES
2237 | Building Management System | VAV-1817 | VAV-1817 | Neptronic | EVCB SERIES | Standard | Serial | VAVCTR |  |  |  |  | Active |  | IN-BLR-ANANTA-VAV-1817_ | uuid://35f916e0-e1ce-4997-9b85-b690606d9bd9 | {"asset":{"guid":"uuid://35f916e0-e1ce-4997-9b85-b690606d9bd9","site":"in-blr-ananta","name":"vav-1817"}} | KNND | [5 empty] | BACnet MS/TP | 121817 |  |  |  |  | Corphosted | [5 empty] | 100.95.214.91 | 255.255.240.0 | [11 empty] | Proxied Device | Good | KNND | 10 | N/A |  |  |  | neptronic_evcbseries | NEPTRONIC-EVCBSERIES
2238 | Building Management System | VAV-1818 | VAV-1818 | Neptronic | EVCB SERIES | Standard | Serial | VAVCTR |  |  |  |  | Active |  | IN-BLR-ANANTA-VAV-1818_ | uuid://265a07f6-4352-40fe-bb3e-a69578af9ebd | {"asset":{"guid":"uuid://265a07f6-4352-40fe-bb3e-a69578af9ebd","site":"in-blr-ananta","name":"vav-1818"}} | KNND | [5 empty] | BACnet MS/TP | 121818 |  |  |  |  | Corphosted | [5 empty] | 100.95.214.42 | 255.255.240.0 | [11 empty] | Proxied Device | Good | KNND | 10 | N/A |  |  |  | neptronic_evcbseries | NEPTRONIC-EVCBSERIES
2239 | Building Management System | VAV-1819 | VAV-1819 | Neptronic | EVCB SERIES | Standard | Serial | VAVCTR |  |  |  |  | Active |  | IN-BLR-ANANTA-VAV-1819_ | uuid://d4b535e3-2443-475e-a2f0-5336c6c35865 | {"asset":{"guid":"uuid://d4b535e3-2443-475e-a2f0-5336c6c35865","site":"in-blr-ananta","name":"vav-1819"}} | KNND | [5 empty] | BACnet MS/TP | 121819 |  |  |  |  | Corphosted | [5 empty] | 100.95.214.35 | 255.255.240.0 | [11 empty] | Proxied Device | Good | KNND | 10 | N/A |  |  |  | neptronic_evcbseries | NEPTRONIC-EVCBSERIES
2240 | Building Management System | VAV-1820 | VAV-1820 | Neptronic | EVCB SERIES | Standard | Serial | VAVCTR |  |  |  |  | Active |  | IN-BLR-ANANTA-VAV-1820_ | uuid://788b21ab-5d40-42b9-8c44-92fa889e34e8 | {"asset":{"guid":"uuid://788b21ab-5d40-42b9-8c44-92fa889e34e8","site":"in-blr-ananta","name":"vav-1820"}} | KNND | [5 empty] | BACnet MS/TP | 121820 |  |  |  |  | Corphosted | [5 empty] | 100.95.214.33 | 255.255.240.0 | [11 empty] | Proxied Device | Good | KNND | 10 | N/A |  |  |  | neptronic_evcbseries | NEPTRONIC-EVCBSERIES
2241 | Building Management System | VAV-1821 | VAV-1821 | Neptronic | EVCB SERIES | Standard | Serial | VAVCTR |  |  |  |  | Active |  | IN-BLR-ANANTA-VAV-1821_ | uuid://806d315b-f357-4cf2-9816-ef6390a175f8 | {"asset":{"guid":"uuid://806d315b-f357-4cf2-9816-ef6390a175f8","site":"in-blr-ananta","name":"vav-1821"}} | KNND | [5 empty] | BACnet MS/TP | 121821 |  |  |  |  | Corphosted | [5 empty] | 100.95.214.39 | 255.255.240.0 | [11 empty] | Proxied Device | Good | KNND | 10 | N/A |  |  |  | neptronic_evcbseries | NEPTRONIC-EVCBSERIES
2242 | Building Management System | VAV-1822 | VAV-1822 | Neptronic | EVCB SERIES | Standard | Serial | VAVCTR |  |  |  |  | Active |  | IN-BLR-ANANTA-VAV-1822_ | uuid://b25f87c6-f40d-4b4a-bac8-911af3502ef5 | {"asset":{"guid":"uuid://b25f87c6-f40d-4b4a-bac8-911af3502ef5","site":"in-blr-ananta","name":"vav-1822"}} | KNND | [5 empty] | BACnet MS/TP | 121822 |  |  |  |  | Corphosted | [5 empty] | 100.95.214.51 | 255.255.240.0 | [11 empty] | Proxied Device | Good | KNND | 10 | N/A |  |  |  | neptronic_evcbseries | NEPTRONIC-EVCBSERIES
2243 | Building Management System | VAV-1823 | VAV-1823 | Neptronic | EVCB SERIES | Standard | Serial | VAVCTR |  |  |  |  | Active |  | IN-BLR-ANANTA-VAV-1823_ | uuid://2da84b30-94cf-40e3-b1a2-1c3826ddec17 | {"asset":{"guid":"uuid://2da84b30-94cf-40e3-b1a2-1c3826ddec17","site":"in-blr-ananta","name":"vav-1823"}} | KNND | [5 empty] | BACnet MS/TP | 121823 |  |  |  |  | Corphosted | [5 empty] | 100.95.214.15 | 255.255.240.0 | [11 empty] | Proxied Device | Good | KNND | 10 | N/A |  |  |  | neptronic_evcbseries | NEPTRONIC-EVCBSERIES
2244 | Building Management System | VAV-1824 | VAV-1824 | Neptronic | EVCB SERIES | Standard | Serial | VAVCTR |  |  |  |  | Active |  | IN-BLR-ANANTA-VAV-1824_ | uuid://8eb039d8-c2f5-4689-b741-fc8d70b5f437 | {"asset":{"guid":"uuid://8eb039d8-c2f5-4689-b741-fc8d70b5f437","site":"in-blr-ananta","name":"vav-1824"}} | KNND | [5 empty] | BACnet MS/TP | 121824 |  |  |  |  | Corphosted | [5 empty] | 100.95.214.29 | 255.255.240.0 | [11 empty] | Proxied Device | Good | KNND | 10 | N/A |  |  |  | neptronic_evcbseries | NEPTRONIC-EVCBSERIES
2245 | Building Management System | VAV-1825 | VAV-1825 | Neptronic | EVCB SERIES | Standard | Serial | VAVCTR |  |  |  |  | Active |  | IN-BLR-ANANTA-VAV-1825_ | uuid://348fe527-b2a3-451d-9eab-32385fff6a03 | {"asset":{"guid":"uuid://348fe527-b2a3-451d-9eab-32385fff6a03","site":"in-blr-ananta","name":"vav-1825"}} | KNND | [5 empty] | BACnet MS/TP | 121825 |  |  |  |  | Corphosted | [5 empty] | 100.95.214.10 | 255.255.240.0 | [11 empty] | Proxied Device | Good | KNND | 10 | N/A |  |  |  | neptronic_evcbseries | NEPTRONIC-EVCBSERIES
2246 | Building Management System | VAV-1826 | VAV-1826 | Neptronic | EVCB SERIES | Standard | Serial | VAVCTR |  |  |  |  | Active |  | IN-BLR-ANANTA-VAV-1826_ | uuid://f0ed6de8-9f75-4b06-9bd8-2596020aef0c | {"asset":{"guid":"uuid://f0ed6de8-9f75-4b06-9bd8-2596020aef0c","site":"in-blr-ananta","name":"vav-1826"}} | KNND | [5 empty] | BACnet MS/TP | 121826 |  |  |  |  | Corphosted | [5 empty] | 100.95.214.73 | 255.255.240.0 | [11 empty] | Proxied Device | Good | KNND | 10 | N/A |  |  |  | neptronic_evcbseries | NEPTRONIC-EVCBSERIES
2247 | Building Management System | VAV-1827 | VAV-1827 | Neptronic | EVCB SERIES | Standard | Serial | VAVCTR |  |  |  |  | Active |  | IN-BLR-ANANTA-VAV-1827_ | uuid://728d46b5-6c50-4f35-a50f-a66e93556da7 | {"asset":{"guid":"uuid://728d46b5-6c50-4f35-a50f-a66e93556da7","site":"in-blr-ananta","name":"vav-1827"}} | KNND | [5 empty] | BACnet MS/TP | 121827 |  |  |  |  | Corphosted | [5 empty] | 100.95.213.251 | 255.255.240.0 | [11 empty] | Proxied Device | Good | KNND | 10 | N/A |  |  |  | neptronic_evcbseries | NEPTRONIC-EVCBSERIES
2248 | Building Management System | VAV-1828 | VAV-1828 | Neptronic | EVCB SERIES | Standard | Serial | VAVCTR |  |  |  |  | Active |  | IN-BLR-ANANTA-VAV-1828_ | uuid://db783223-0f97-42f3-a2b2-af4b3d220c9d | {"asset":{"guid":"uuid://db783223-0f97-42f3-a2b2-af4b3d220c9d","site":"in-blr-ananta","name":"vav-1828"}} | KNND | [5 empty] | BACnet MS/TP | 121828 |  |  |  |  | Corphosted | [5 empty] | 100.95.214.67 | 255.255.240.0 | [11 empty] | Proxied Device | Good | KNND | 10 | N/A |  |  |  | neptronic_evcbseries | NEPTRONIC-EVCBSERIES
2249 | Building Management System | VAV-1829 | VAV-1829 | Neptronic | EVCB SERIES | Standard | Serial | VAVCTR |  |  |  |  | Active |  | IN-BLR-ANANTA-VAV-1829_ | uuid://0b6f9ee8-6b26-40c5-ad36-5daeb94bad28 | {"asset":{"guid":"uuid://0b6f9ee8-6b26-40c5-ad36-5daeb94bad28","site":"in-blr-ananta","name":"vav-1829"}} | KNND | [5 empty] | BACnet MS/TP | 121829 |  |  |  |  | Corphosted | [5 empty] | 100.95.214.60 | 255.255.240.0 | [11 empty] | Proxied Device | Good | KNND | 10 | N/A |  |  |  | neptronic_evcbseries | NEPTRONIC-EVCBSERIES
2250 | Building Management System | VAV-1830 | VAV-1830 | Neptronic | EVCB SERIES | Standard | Serial | VAVCTR |  |  |  |  | Active |  | IN-BLR-ANANTA-VAV-1830_ | uuid://ce4dca5c-3a9d-44a6-b079-96aa4c4f4bbb | {"asset":{"guid":"uuid://ce4dca5c-3a9d-44a6-b079-96aa4c4f4bbb","site":"in-blr-ananta","name":"vav-1830"}} | KNND | [5 empty] | BACnet MS/TP | 121830 |  |  |  |  | Corphosted | [5 empty] | 100.95.214.62 | 255.255.240.0 | [11 empty] | Proxied Device | Good | KNND | 10 | N/A |  |  |  | neptronic_evcbseries | NEPTRONIC-EVCBSERIES
2251 | Building Management System | VAV-1831 | VAV-1831 | Neptronic | EVCB SERIES | Standard | Serial | VAVCTR |  |  |  |  | Active |  | IN-BLR-ANANTA-VAV-1831_ | uuid://6c6f35f2-08da-42dc-a25b-4c4d1291c699 | {"asset":{"guid":"uuid://6c6f35f2-08da-42dc-a25b-4c4d1291c699","site":"in-blr-ananta","name":"vav-1831"}} | KNND | [5 empty] | BACnet MS/TP | 121831 |  |  |  |  | Corphosted | [5 empty] | 100.95.214.68 | 255.255.240.0 | [11 empty] | Proxied Device | Good | KNND | 10 | N/A |  |  |  | neptronic_evcbseries | NEPTRONIC-EVCBSERIES
2252 | Building Management System | VAV-1832 | VAV-1832 | Neptronic | EVCB SERIES | Standard | Serial | VAVCTR |  |  |  |  | Active |  | IN-BLR-ANANTA-VAV-1832_ | uuid://a777c9cc-34d2-4f74-9427-1d5442b90714 | {"asset":{"guid":"uuid://a777c9cc-34d2-4f74-9427-1d5442b90714","site":"in-blr-ananta","name":"vav-1832"}} | KNND | [5 empty] | BACnet MS/TP | 121832 |  |  |  |  | Corphosted | [5 empty] | 100.95.214.74 | 255.255.240.0 | [11 empty] | Proxied Device | Good | KNND | 10 | N/A |  |  |  | neptronic_evcbseries | NEPTRONIC-EVCBSERIES
2253 | Building Management System | VAV-1833 | VAV-1833 | Neptronic | EVCB SERIES | Standard | Serial | VAVCTR |  |  |  |  | Active |  | IN-BLR-ANANTA-VAV-1833_ | uuid://d718571e-60f4-4338-8124-e971c0271976 | {"asset":{"guid":"uuid://d718571e-60f4-4338-8124-e971c0271976","site":"in-blr-ananta","name":"vav-1833"}} | KNND | [5 empty] | BACnet MS/TP | 121833 |  |  |  |  | Corphosted | [5 empty] | 100.95.214.80 | 255.255.240.0 | [11 empty] | Proxied Device | Good | KNND | 10 | N/A |  |  |  | neptronic_evcbseries | NEPTRONIC-EVCBSERIES
2254 | Building Management System | VAV-1834 | VAV-1834 | Neptronic | EVCB SERIES | Standard | Serial | VAVCTR |  |  |  |  | Active |  | IN-BLR-ANANTA-VAV-1834_ | uuid://9d62af84-4faf-4d4d-86d8-4b2b1751b00e | {"asset":{"guid":"uuid://9d62af84-4faf-4d4d-86d8-4b2b1751b00e","site":"in-blr-ananta","name":"vav-1834"}} | KNND | [5 empty] | BACnet MS/TP | 121834 |  |  |  |  | Corphosted | [5 empty] | 100.95.214.97 | 255.255.240.0 | [11 empty] | Proxied Device | Good | KNND | 10 | N/A |  |  |  | neptronic_evcbseries | NEPTRONIC-EVCBSERIES
2255 | Building Management System | VAV-1835 | VAV-1835 | Neptronic | EVCB SERIES | Standard | Serial | VAVCTR |  |  |  |  | Active |  | IN-BLR-ANANTA-VAV-1835_ | uuid://d948d4ec-048b-4d46-8346-184e0b55c086 | {"asset":{"guid":"uuid://d948d4ec-048b-4d46-8346-184e0b55c086","site":"in-blr-ananta","name":"vav-1835"}} | KNND | [5 empty] | BACnet MS/TP | 121835 |  |  |  |  | Corphosted | [5 empty] | 100.95.213.228 | 255.255.240.0 | [11 empty] | Proxied Device | Good | KNND | 10 | N/A |  |  |  | neptronic_evcbseries | NEPTRONIC-EVCBSERIES
2256 | Building Management System | VAV-1836 | VAV-1836 | Neptronic | EVCB SERIES | Standard | Serial | VAVCTR |  |  |  |  | Active |  | IN-BLR-ANANTA-VAV-1836_ | uuid://8bdf0c06-5418-4633-af03-1aa076ebd1d8 | {"asset":{"guid":"uuid://8bdf0c06-5418-4633-af03-1aa076ebd1d8","site":"in-blr-ananta","name":"vav-1836"}} | KNND | [5 empty] | BACnet MS/TP | 121836 |  |  |  |  | Corphosted | [5 empty] | 100.95.214.99 | 255.255.240.0 | [11 empty] | Proxied Device | Good | KNND | 10 | N/A |  |  |  | neptronic_evcbseries | NEPTRONIC-EVCBSERIES
2257 | Building Management System | VAV-1837 | VAV-1837 | Neptronic | EVCB SERIES | Standard | Serial | VAVCTR |  |  |  |  | Active |  | IN-BLR-ANANTA-VAV-1837_ | uuid://8e460b9d-bae1-4b24-9dcc-1729013e0103 | {"asset":{"guid":"uuid://8e460b9d-bae1-4b24-9dcc-1729013e0103","site":"in-blr-ananta","name":"vav-1837"}} | KNND | [5 empty] | BACnet MS/TP | 121837 |  |  |  |  | Corphosted | [5 empty] | 100.95.214.89 | 255.255.240.0 | [11 empty] | Proxied Device | Good | KNND | 10 | N/A |  |  |  | neptronic_evcbseries | NEPTRONIC-EVCBSERIES
2258 | Building Management System | VAV-1838 | VAV-1838 | Neptronic | EVCB SERIES | Standard | Serial | VAVCTR |  |  |  |  | Active |  | IN-BLR-ANANTA-VAV-1838_ | uuid://f360af69-724a-4ec3-ba83-995fc272fe00 | {"asset":{"guid":"uuid://f360af69-724a-4ec3-ba83-995fc272fe00","site":"in-blr-ananta","name":"vav-1838"}} | KNND | [5 empty] | BACnet MS/TP | 121838 |  |  |  |  | Corphosted | [5 empty] | 100.95.214.86 | 255.255.240.0 | [11 empty] | Proxied Device | Good | KNND | 10 | N/A |  |  |  | neptronic_evcbseries | NEPTRONIC-EVCBSERIES
2259 | Building Management System | VAV-1839 | VAV-1839 | Neptronic | EVCB SERIES | Standard | Serial | VAVCTR |  |  |  |  | Active |  | IN-BLR-ANANTA-VAV-1839_ | uuid://cb216d77-2d87-4fce-add3-8f0ed3bc8af2 | {"asset":{"guid":"uuid://cb216d77-2d87-4fce-add3-8f0ed3bc8af2","site":"in-blr-ananta","name":"vav-1839"}} | KNND | [5 empty] | BACnet MS/TP | 121839 |  |  |  |  | Corphosted | [5 empty] | 100.95.214.85 | 255.255.240.0 | [11 empty] | Proxied Device | Good | KNND | 10 | N/A |  |  |  | neptronic_evcbseries | NEPTRONIC-EVCBSERIES
2260 | Building Management System | VAV-1840 | VAV-1840 | Neptronic | EVCB SERIES | Standard | Serial | VAVCTR |  |  |  |  | Active |  | IN-BLR-ANANTA-VAV-1840_ | uuid://fce6c1d9-f015-40ca-83f3-e3256d247f78 | {"asset":{"guid":"uuid://fce6c1d9-f015-40ca-83f3-e3256d247f78","site":"in-blr-ananta","name":"vav-1840"}} | KNND | [5 empty] | BACnet MS/TP | 121840 |  |  |  |  | Corphosted | [5 empty] | 100.95.214.108 | 255.255.240.0 | [11 empty] | Proxied Device | Good | KNND | 10 | N/A |  |  |  | neptronic_evcbseries | NEPTRONIC-EVCBSERIES
2261 | Building Management System | VAV-1841 | VAV-1841 | Neptronic | EVCB SERIES | Standard | Serial | VAVCTR |  |  |  |  | Active |  | IN-BLR-ANANTA-VAV-1841_ | uuid://913fd684-4ba4-4c47-8779-573031c05ee8 | {"asset":{"guid":"uuid://913fd684-4ba4-4c47-8779-573031c05ee8","site":"in-blr-ananta","name":"vav-1841"}} | KNND | [5 empty] | BACnet MS/TP | 121841 |  |  |  |  | Corphosted | [5 empty] | 100.95.214.84 | 255.255.240.0 | [11 empty] | Proxied Device | Good | KNND | 10 | N/A |  |  |  | neptronic_evcbseries | NEPTRONIC-EVCBSERIES
2262 | Building Management System | VAV-1842 | VAV-1842 | Neptronic | EVCB SERIES | Standard | Serial | VAVCTR |  |  |  |  | Active |  | IN-BLR-ANANTA-VAV-1842_ | uuid://80fe467b-d4c2-44a4-8b0f-b01168cdc857 | {"asset":{"guid":"uuid://80fe467b-d4c2-44a4-8b0f-b01168cdc857","site":"in-blr-ananta","name":"vav-1842"}} | KNND | [5 empty] | BACnet MS/TP | 121842 |  |  |  |  | Corphosted | [5 empty] | 100.95.214.98 | 255.255.240.0 | [11 empty] | Proxied Device | Good | KNND | 10 | N/A |  |  |  | neptronic_evcbseries | NEPTRONIC-EVCBSERIES
2263 | Building Management System | VAV-1843 | VAV-1843 | Neptronic | EVCB SERIES | Standard | Serial | VAVCTR |  |  |  |  | Active |  | IN-BLR-ANANTA-VAV-1843_ | uuid://c94794fb-cede-4071-b666-81040d359e94 | {"asset":{"guid":"uuid://c94794fb-cede-4071-b666-81040d359e94","site":"in-blr-ananta","name":"vav-1843"}} | KNND | [5 empty] | BACnet MS/TP | 121843 |  |  |  |  | Corphosted | [5 empty] | 100.95.214.114 | 255.255.240.0 | [11 empty] | Proxied Device | Good | KNND | 10 | N/A |  |  |  | neptronic_evcbseries | NEPTRONIC-EVCBSERIES
2264 | Building Management System | VAV-1844 | VAV-1844 | Neptronic | EVCB SERIES | Standard | Serial | VAVCTR | 11 |  |  |  | Active |  | IN-BLR-ANANTA-VAV-1844_11 | uuid://55cec9b4-8d17-476c-9857-ca7c7d2092ae | {"asset":{"guid":"uuid://55cec9b4-8d17-476c-9857-ca7c7d2092ae","site":"in-blr-ananta","name":"vav-1844"}} | [6 empty] | BACnet MS/TP | 121844 |  |  |  |  | Corphosted | [5 empty] | 100.95.214.113 | 255.255.240.0 | [11 empty] | Proxied Device | Good | KNND | 10 | N/A |  |  |  | neptronic_evcbseries | NEPTRONIC-EVCBSERIES
2265 | Building Management System | VAV-1845 | VAV-1845 | Neptronic | EVCB SERIES | Standard | Serial | VAVCTR | 11 |  |  |  | Active |  | IN-BLR-ANANTA-VAV-1845_11 | uuid://117216f1-d50f-415e-8ce1-7d94d25aed4d | {"asset":{"guid":"uuid://117216f1-d50f-415e-8ce1-7d94d25aed4d","site":"in-blr-ananta","name":"vav-1845"}} | [6 empty] | BACnet MS/TP | 121845 |  |  |  |  | Corphosted | [5 empty] | 100.95.214.104 | 255.255.240.0 | [11 empty] | Proxied Device | Good | KNND | 10 | N/A |  |  |  | neptronic_evcbseries | NEPTRONIC-EVCBSERIES
2266 | Building Management System | VAV-1846 | VAV-1846 | Neptronic | EVCB SERIES | Standard | Serial | VAVCTR | 11 |  |  |  | Active |  | IN-BLR-ANANTA-VAV-1846_11 | uuid://b6248042-0e65-4ee5-9744-5668f0a975d9 | {"asset":{"guid":"uuid://b6248042-0e65-4ee5-9744-5668f0a975d9","site":"in-blr-ananta","name":"vav-1846"}} | [6 empty] | BACnet MS/TP | 121846 |  |  |  |  | Corphosted | [5 empty] | 100.95.214.65 | 255.255.240.0 | [11 empty] | Proxied Device | Good | KNND | 10 | N/A |  |  |  | neptronic_evcbseries | NEPTRONIC-EVCBSERIES
2267 | Building Management System | VAV-1847 | VAV-1847 | Neptronic | EVCB SERIES | Standard | Serial | VAVCTR | 11 |  |  |  | Active |  | IN-BLR-ANANTA-VAV-1847_11 | uuid://ccc55255-6d01-4051-82ea-6a58bd940c5c | {"asset":{"guid":"uuid://ccc55255-6d01-4051-82ea-6a58bd940c5c","site":"in-blr-ananta","name":"vav-1847"}} | [6 empty] | BACnet MS/TP | 121847 |  |  |  |  | Corphosted | [5 empty] | 100.95.214.117 | 255.255.240.0 | [11 empty] | Proxied Device | Good | KNND | 10 | N/A |  |  |  | neptronic_evcbseries | NEPTRONIC-EVCBSERIES
2268 | Building Management System | VAV-1848 | VAV-1848 | Neptronic | EVCB SERIES | Standard | Serial | VAVCTR | 11 |  |  |  | Active |  | IN-BLR-ANANTA-VAV-1848_11 | uuid://69047461-af98-4119-80e6-798c0722787f | {"asset":{"guid":"uuid://69047461-af98-4119-80e6-798c0722787f","site":"in-blr-ananta","name":"vav-1848"}} | [6 empty] | BACnet MS/TP | 121848 |  |  |  |  | Corphosted | [5 empty] | 100.95.214.63 | 255.255.240.0 | [11 empty] | Proxied Device | Good | KNND | 10 | N/A |  |  |  | neptronic_evcbseries | NEPTRONIC-EVCBSERIES
2269 | Building Management System | VAV-1849 | VAV-1849 | Neptronic | EVCB SERIES | Standard | Serial | VAVCTR | 11 |  |  |  | Active |  | IN-BLR-ANANTA-VAV-1849_11 | uuid://bf904a4c-d6b0-424b-a724-f5d531a6b055 | {"asset":{"guid":"uuid://bf904a4c-d6b0-424b-a724-f5d531a6b055","site":"in-blr-ananta","name":"vav-1849"}} | [6 empty] | BACnet MS/TP | 121849 |  |  |  |  | Corphosted | [5 empty] | 100.95.214.95 | 255.255.240.0 | [11 empty] | Proxied Device | Good | KNND | 10 | N/A |  |  |  | neptronic_evcbseries | NEPTRONIC-EVCBSERIES
2270 | Building Management System | VAV-1850 | VAV-1850 | Neptronic | EVCB SERIES | Standard | Serial | VAVCTR | 11 |  |  |  | Active |  | IN-BLR-ANANTA-VAV-1850_11 | uuid://a53ecc4a-4fe9-40fa-8b2d-01694db945dc | {"asset":{"guid":"uuid://a53ecc4a-4fe9-40fa-8b2d-01694db945dc","site":"in-blr-ananta","name":"vav-1850"}} | [6 empty] | BACnet MS/TP | 121850 |  |  |  |  | Corphosted | [5 empty] | 100.95.214.120 | 255.255.240.0 | [11 empty] | Proxied Device | Good | KNND | 10 | N/A |  |  |  | neptronic_evcbseries | NEPTRONIC-EVCBSERIES
2271 | Building Management System | VAV-1851 | VAV-1851 | Neptronic | EVCB SERIES | Standard | Serial | VAVCTR | 11 |  |  |  | Active |  | IN-BLR-ANANTA-VAV-1851_11 | uuid://49357c5c-592b-4505-992c-53fa9b3383bd | {"asset":{"guid":"uuid://49357c5c-592b-4505-992c-53fa9b3383bd","site":"in-blr-ananta","name":"vav-1851"}} | [6 empty] | BACnet MS/TP | 121851 |  |  |  |  | Corphosted | [5 empty] | 100.95.214.122 | 255.255.240.0 | [11 empty] | Proxied Device | Good | KNND | 10 | N/A |  |  |  | neptronic_evcbseries | NEPTRONIC-EVCBSERIES
2272 | Building Management System | VAV-1852 | VAV-1852 | Neptronic | EVCB SERIES | Standard | Serial | VAVCTR | 11 |  |  |  | Active |  | IN-BLR-ANANTA-VAV-1852_11 | uuid://03415b20-7ff8-42e5-82b5-43903959475e | {"asset":{"guid":"uuid://03415b20-7ff8-42e5-82b5-43903959475e","site":"in-blr-ananta","name":"vav-1852"}} | [6 empty] | BACnet MS/TP | 121852 |  |  |  |  | Corphosted | [5 empty] | 100.95.214.83 | 255.255.240.0 | [11 empty] | Proxied Device | Good | KNND | 10 | N/A |  |  |  | neptronic_evcbseries | NEPTRONIC-EVCBSERIES
2273 | Building Management System | VAV-1853 | VAV-1853 | Neptronic | EVCB SERIES | Standard | Serial | VAVCTR | 11 |  |  |  | Active |  | IN-BLR-ANANTA-VAV-1853_11 | uuid://909baaec-8b3d-43a6-8c23-bb8e70b9d965 | {"asset":{"guid":"uuid://909baaec-8b3d-43a6-8c23-bb8e70b9d965","site":"in-blr-ananta","name":"vav-1853"}} | [6 empty] | BACnet MS/TP | 121853 |  |  |  |  | Corphosted | [6 empty] | 255.255.240.0 | [11 empty] | Proxied Device | Good | KNND | 10 | N/A |  |  |  | neptronic_evcbseries | NEPTRONIC-EVCBSERIES
2274 | Building Management System | VAV-1854 | VAV-1854 | Neptronic | EVCB SERIES | Standard | Serial | VAVCTR | 11 |  |  |  | Active |  | IN-BLR-ANANTA-VAV-1854_11 | uuid://fb234a84-17b9-454b-ba31-67e824551991 | {"asset":{"guid":"uuid://fb234a84-17b9-454b-ba31-67e824551991","site":"in-blr-ananta","name":"vav-1854"}} | [6 empty] | BACnet MS/TP | 121854 |  |  |  |  | Corphosted | [5 empty] | 100.95.214.44 | 255.255.240.0 | [11 empty] | Proxied Device | Good | KNND | 10 | N/A |  |  |  | neptronic_evcbseries | NEPTRONIC-EVCBSERIES
2275 | Building Management System | VAV-1855 | VAV-1855 | Neptronic | EVCB SERIES | Standard | Serial | VAVCTR | 11 |  |  |  | Active |  | IN-BLR-ANANTA-VAV-1855_11 | uuid://1499f38e-d9a8-43c7-9822-1cdc5acb133c | {"asset":{"guid":"uuid://1499f38e-d9a8-43c7-9822-1cdc5acb133c","site":"in-blr-ananta","name":"vav-1855"}} | [6 empty] | BACnet MS/TP | 121855 |  |  |  |  | Corphosted | [5 empty] | 100.95.214.115 | 255.255.240.0 | [11 empty] | Proxied Device | Good | KNND | 10 | N/A |  |  |  | neptronic_evcbseries | NEPTRONIC-EVCBSERIES
2276 | Building Management System | VAV-1856 | VAV-1856 | Neptronic | EVCB SERIES | Standard | Serial | VAVCTR | 11 |  |  |  | Active |  | IN-BLR-ANANTA-VAV-1856_11 | uuid://3b27208b-1bd1-4b1c-8ae3-f45de22bfb9a | {"asset":{"guid":"uuid://3b27208b-1bd1-4b1c-8ae3-f45de22bfb9a","site":"in-blr-ananta","name":"vav-1856"}} | [6 empty] | BACnet MS/TP | 121856 |  |  |  |  | Corphosted | [5 empty] | 100.95.214.36 | 255.255.240.0 | [11 empty] | Proxied Device | Good | KNND | 10 | N/A |  |  |  | neptronic_evcbseries | NEPTRONIC-EVCBSERIES
2277 | Building Management System | VAV-1857 | VAV-1857 | Neptronic | EVCB SERIES | Standard | Serial | VAVCTR | 11 |  |  |  | Active |  | IN-BLR-ANANTA-VAV-1857_11 | uuid://e403b8e3-e016-4d16-a670-a5e4de44cf6c | {"asset":{"guid":"uuid://e403b8e3-e016-4d16-a670-a5e4de44cf6c","site":"in-blr-ananta","name":"vav-1857"}} | [6 empty] | BACnet MS/TP | 121857 |  |  |  |  | Corphosted | [5 empty] | 100.95.214.101 | 255.255.240.0 | [11 empty] | Proxied Device | Good | KNND | 10 | N/A |  |  |  | neptronic_evcbseries | NEPTRONIC-EVCBSERIES
2278 | Building Management System | VAV-1858 | VAV-1858 | Neptronic | EVCB SERIES | Standard | Serial | VAVCTR | 11 |  |  |  | Active |  | IN-BLR-ANANTA-VAV-1858_11 | uuid://cc91d80d-d6e3-4592-b707-57bb843984a8 | {"asset":{"guid":"uuid://cc91d80d-d6e3-4592-b707-57bb843984a8","site":"in-blr-ananta","name":"vav-1858"}} | [6 empty] | BACnet MS/TP | 121858 |  |  |  |  | Corphosted | [5 empty] | 100.95.214.110 | 255.255.240.0 | [11 empty] | Proxied Device | Good | KNND | 10 | N/A |  |  |  | neptronic_evcbseries | NEPTRONIC-EVCBSERIES
2279 | Building Management System | VAV-1859 | VAV-1859 | Neptronic | EVCB SERIES | Standard | Serial | VAVCTR | 11 |  |  |  | Active |  | IN-BLR-ANANTA-VAV-1859_11 | uuid://154b4adb-4895-43f2-9b7f-7743ebf32d69 | {"asset":{"guid":"uuid://154b4adb-4895-43f2-9b7f-7743ebf32d69","site":"in-blr-ananta","name":"vav-1859"}} | [6 empty] | BACnet MS/TP | 121859 |  |  |  |  | Corphosted | [5 empty] | 100.95.214.96 | 255.255.240.0 | [11 empty] | Proxied Device | Good | KNND | 10 | N/A |  |  |  | neptronic_evcbseries | NEPTRONIC-EVCBSERIES
2280 | Building Management System | VAV-1860 | VAV-1860 | Neptronic | EVCB SERIES | Standard | Serial | VAVCTR | 11 |  |  |  | Active |  | IN-BLR-ANANTA-VAV-1860_11 | uuid://54e86d5c-e45e-471f-965f-71f732698134 | {"asset":{"guid":"uuid://54e86d5c-e45e-471f-965f-71f732698134","site":"in-blr-ananta","name":"vav-1860"}} | [6 empty] | BACnet MS/TP | 121860 |  |  |  |  | Corphosted | [5 empty] | 100.95.214.130 | 255.255.240.0 | [11 empty] | Proxied Device | Good | KNND | 10 | N/A |  |  |  | neptronic_evcbseries | NEPTRONIC-EVCBSERIES
2281 | Building Management System | VAV-1861 | VAV-1861 | Neptronic | EVCB SERIES | Standard | Serial | VAVCTR | 11 |  |  |  | Active |  | IN-BLR-ANANTA-VAV-1861_11 | uuid://c06ec8c2-3079-4535-bdcd-6af933f87c48 | {"asset":{"guid":"uuid://c06ec8c2-3079-4535-bdcd-6af933f87c48","site":"in-blr-ananta","name":"vav-1861"}} | [6 empty] | BACnet MS/TP | 121861 |  |  |  |  | Corphosted | [5 empty] | 100.95.214.7 | 255.255.240.0 | [11 empty] | Proxied Device | Good | KNND | 10 | N/A |  |  |  | neptronic_evcbseries | NEPTRONIC-EVCBSERIES
2282 | Building Management System | VAV-1862 | VAV-1862 | Neptronic | EVCB SERIES | Standard | Serial | VAVCTR | 11 |  |  |  | Active |  | IN-BLR-ANANTA-VAV-1862_11 | uuid://c44d6f1b-a628-45e8-a4dd-78c1d46343be | {"asset":{"guid":"uuid://c44d6f1b-a628-45e8-a4dd-78c1d46343be","site":"in-blr-ananta","name":"vav-1862"}} | [6 empty] | BACnet MS/TP | 121862 |  |  |  |  | Corphosted | [5 empty] | 100.95.214.105 | 255.255.240.0 | [11 empty] | Proxied Device | Good | KNND | 10 | N/A |  |  |  | neptronic_evcbseries | NEPTRONIC-EVCBSERIES
2283 | Building Management System | VAV-1863 | VAV-1863 | Neptronic | EVCB SERIES | Standard | Serial | VAVCTR | 11 |  |  |  | Active |  | IN-BLR-ANANTA-VAV-1863_11 | uuid://e3942446-3812-4a08-a7f0-c806b2391e04 | {"asset":{"guid":"uuid://e3942446-3812-4a08-a7f0-c806b2391e04","site":"in-blr-ananta","name":"vav-1863"}} | [6 empty] | BACnet MS/TP | 121863 |  |  |  |  | Corphosted | [5 empty] | 100.95.214.43 | 255.255.240.0 | [11 empty] | Proxied Device | Good | KNND | 10 | N/A |  |  |  | neptronic_evcbseries | NEPTRONIC-EVCBSERIES
2284 | Building Management System | VAV-1864 | VAV-1864 | Neptronic | EVCB SERIES | Standard | Serial | VAVCTR | 11 |  |  |  | Active |  | IN-BLR-ANANTA-VAV-1864_11 | uuid://4ab03671-474c-4d14-aa91-2f76b2757c6c | {"asset":{"guid":"uuid://4ab03671-474c-4d14-aa91-2f76b2757c6c","site":"in-blr-ananta","name":"vav-1864"}} | [6 empty] | BACnet MS/TP | 121864 |  |  |  |  | Corphosted | [5 empty] | 100.95.214.140 | 255.255.240.0 | [11 empty] | Proxied Device | Good | KNND | 10 | N/A |  |  |  | neptronic_evcbseries | NEPTRONIC-EVCBSERIES
2285 | Building Management System | VAV-1865 | VAV-1865 | Neptronic | EVCB SERIES | Standard | Serial | VAVCTR | 11 |  |  |  | Active |  | IN-BLR-ANANTA-VAV-1865_11 | uuid://aae598b1-0b95-44b7-855d-254b7867e7eb | {"asset":{"guid":"uuid://aae598b1-0b95-44b7-855d-254b7867e7eb","site":"in-blr-ananta","name":"vav-1865"}} | [6 empty] | BACnet MS/TP | 121865 |  |  |  |  | Corphosted | [5 empty] | 100.95.214.106 | 255.255.240.0 | [11 empty] | Proxied Device | Good | KNND | 10 | N/A |  |  |  | neptronic_evcbseries | NEPTRONIC-EVCBSERIES
2286 | Building Management System | VAV-1866 | VAV-1866 | Neptronic | EVCB SERIES | Standard | Serial | VAVCTR | 11 |  |  |  | Active |  | IN-BLR-ANANTA-VAV-1866_11 | uuid://c8c8874b-8222-42e1-b54b-e30e420a5075 | {"asset":{"guid":"uuid://c8c8874b-8222-42e1-b54b-e30e420a5075","site":"in-blr-ananta","name":"vav-1866"}} | [6 empty] | BACnet MS/TP | 121866 |  |  |  |  | Corphosted | [5 empty] | 100.95.214.142 | 255.255.240.0 | [11 empty] | Proxied Device | Good | KNND | 10 | N/A |  |  |  | neptronic_evcbseries | NEPTRONIC-EVCBSERIES
2287 | Building Management System | VAV-1867 | VAV-1867 | Neptronic | EVCB SERIES | Standard | Serial | VAVCTR | 11 |  |  |  | Active |  | IN-BLR-ANANTA-VAV-1867_11 | uuid://00387ae9-a422-40ec-8c9c-bd412f1e5952 | {"asset":{"guid":"uuid://00387ae9-a422-40ec-8c9c-bd412f1e5952","site":"in-blr-ananta","name":"vav-1867"}} | [6 empty] | BACnet MS/TP | 121867 |  |  |  |  | Corphosted | [5 empty] | 100.95.214.126 | 255.255.240.0 | [11 empty] | Proxied Device | Good | KNND | 10 | N/A |  |  |  | neptronic_evcbseries | NEPTRONIC-EVCBSERIES
2288 | Building Management System | VAV-1868 | VAV-1868 | Neptronic | EVCB SERIES | Standard | Serial | VAVCTR | 11 |  |  |  | Active |  | IN-BLR-ANANTA-VAV-1868_11 | uuid://c9cb69e2-bce8-42a7-b557-e39f44080d2e | {"asset":{"guid":"uuid://c9cb69e2-bce8-42a7-b557-e39f44080d2e","site":"in-blr-ananta","name":"vav-1868"}} | [6 empty] | BACnet MS/TP | 121868 |  |  |  |  | Corphosted | [5 empty] | 100.95.214.150 | 255.255.240.0 | [11 empty] | Proxied Device | Good | KNND | 10 | N/A |  |  |  | neptronic_evcbseries | NEPTRONIC-EVCBSERIES
2289 | Building Management System | VAV-1869 | VAV-1869 | Neptronic | EVCB SERIES | Standard | Serial | VAVCTR | 11 |  |  |  | Active |  | IN-BLR-ANANTA-VAV-1869_11 | uuid://0a3e62f9-d79d-452b-89ae-3b2ab1c64871 | {"asset":{"guid":"uuid://0a3e62f9-d79d-452b-89ae-3b2ab1c64871","site":"in-blr-ananta","name":"vav-1869"}} | [6 empty] | BACnet MS/TP | 121869 |  |  |  |  | Corphosted | [5 empty] | 100.95.214.118 | 255.255.240.0 | [11 empty] | Proxied Device | Good | KNND | 10 | N/A |  |  |  | neptronic_evcbseries | NEPTRONIC-EVCBSERIES
2290 | Building Management System | VAV-1870 | VAV-1870 | Neptronic | EVCB SERIES | Standard | Serial | VAVCTR | 11 |  |  |  | Active |  | IN-BLR-ANANTA-VAV-1870_11 | uuid://8fd75229-995c-44ba-bc2b-065cca3de25c | {"asset":{"guid":"uuid://8fd75229-995c-44ba-bc2b-065cca3de25c","site":"in-blr-ananta","name":"vav-1870"}} | [6 empty] | BACnet MS/TP | 121870 |  |  |  |  | Corphosted | [5 empty] | 100.95.214.127 | 255.255.240.0 | [11 empty] | Proxied Device | Good | KNND | 10 | N/A |  |  |  | neptronic_evcbseries | NEPTRONIC-EVCBSERIES
2291 | Building Management System | VAV-1871 | VAV-1871 | Neptronic | EVCB SERIES | Standard | Serial | VAVCTR | 11 |  |  |  | Active |  | IN-BLR-ANANTA-VAV-1871_11 | uuid://e85c520e-9851-46fd-9730-0810ebcb575e | {"asset":{"guid":"uuid://e85c520e-9851-46fd-9730-0810ebcb575e","site":"in-blr-ananta","name":"vav-1871"}} | [6 empty] | BACnet MS/TP | 121871 |  |  |  |  | Corphosted | [5 empty] | 100.95.214.107 | 255.255.240.0 | [11 empty] | Proxied Device | Good | KNND | 10 | N/A |  |  |  | neptronic_evcbseries | NEPTRONIC-EVCBSERIES
2292 | Building Management System | VAV-1872 | VAV-1872 | Neptronic | EVCB SERIES | Standard | Serial | VAVCTR | 11 |  |  |  | Active |  | IN-BLR-ANANTA-VAV-1872_11 | uuid://75a6bd4b-d306-4b9d-9f2a-0c7732f7e08f | {"asset":{"guid":"uuid://75a6bd4b-d306-4b9d-9f2a-0c7732f7e08f","site":"in-blr-ananta","name":"vav-1872"}} | [6 empty] | BACnet MS/TP | 121872 |  |  |  |  | Corphosted | [5 empty] | 100.95.214.134 | 255.255.240.0 | [11 empty] | Proxied Device | Good | KNND | 10 | N/A |  |  |  | neptronic_evcbseries | NEPTRONIC-EVCBSERIES
2293 | Building Management System | VAV-1873 | VAV-1873 | Neptronic | EVCB SERIES | Standard | Serial | VAVCTR | 11 |  |  |  | Active |  | IN-BLR-ANANTA-VAV-1873_11 | uuid://d7f8e93b-4d98-4c66-9004-68b5428f976d | {"asset":{"guid":"uuid://d7f8e93b-4d98-4c66-9004-68b5428f976d","site":"in-blr-ananta","name":"vav-1873"}} | [6 empty] | BACnet MS/TP | 121873 |  |  |  |  | Corphosted | [5 empty] | 100.95.214.112 | 255.255.240.0 | [11 empty] | Proxied Device | Good | KNND | 10 | N/A |  |  |  | neptronic_evcbseries | NEPTRONIC-EVCBSERIES
2294 | Building Management System | VAV-1874 | VAV-1874 | Neptronic | EVCB SERIES | Standard | Serial | VAVCTR | 11 |  |  |  | Active |  | IN-BLR-ANANTA-VAV-1874_11 | uuid://9c001125-92a5-4ff0-9173-3545ed61e48a | {"asset":{"guid":"uuid://9c001125-92a5-4ff0-9173-3545ed61e48a","site":"in-blr-ananta","name":"vav-1874"}} | [6 empty] | BACnet MS/TP | 121874 |  |  |  |  | Corphosted | [5 empty] | 100.95.214.116 | 255.255.240.0 | [11 empty] | Proxied Device | Good | KNND | 10 | N/A |  |  |  | neptronic_evcbseries | NEPTRONIC-EVCBSERIES
2295 | Building Management System | VAV-1875 | VAV-1875 | Neptronic | EVCB SERIES | Standard | Serial | VAVCTR | 11 |  |  |  | Active |  | IN-BLR-ANANTA-VAV-1875_11 | uuid://cd1792a1-d803-48d9-8621-c9374dfe1de2 | {"asset":{"guid":"uuid://cd1792a1-d803-48d9-8621-c9374dfe1de2","site":"in-blr-ananta","name":"vav-1875"}} | [6 empty] | BACnet MS/TP | 121875 |  |  |  |  | Corphosted | [5 empty] | 100.95.214.121 | 255.255.240.0 | [11 empty] | Proxied Device | Good | KNND | 10 | N/A |  |  |  | neptronic_evcbseries | NEPTRONIC-EVCBSERIES
2296 | Building Management System | VAV-1876 | VAV-1876 | Neptronic | EVCB SERIES | Standard | Serial | VAVCTR | 11 |  |  |  | Active |  | IN-BLR-ANANTA-VAV-1876_11 | uuid://857e7fd0-340d-4b11-bb61-162c11c5f7f1 | {"asset":{"guid":"uuid://857e7fd0-340d-4b11-bb61-162c11c5f7f1","site":"in-blr-ananta","name":"vav-1876"}} | [6 empty] | BACnet MS/TP | 121876 |  |  |  |  | Corphosted | [5 empty] | 100.95.214.128 | 255.255.240.0 | [11 empty] | Proxied Device | Good | KNND | 10 | N/A |  |  |  | neptronic_evcbseries | NEPTRONIC-EVCBSERIES
2297 | Building Management System | VAV-1877 | VAV-1877 | Neptronic | EVCB SERIES | Standard | Serial | VAVCTR | 11 |  |  |  | Active |  | IN-BLR-ANANTA-VAV-1877_11 | uuid://fb5b6abe-16de-473c-8ead-1f489359cdf6 | {"asset":{"guid":"uuid://fb5b6abe-16de-473c-8ead-1f489359cdf6","site":"in-blr-ananta","name":"vav-1877"}} | [6 empty] | BACnet MS/TP | 121877 |  |  |  |  | Corphosted | [5 empty] | 100.95.214.146 | 255.255.240.0 | [11 empty] | Proxied Device | Good | KNND | 10 | N/A |  |  |  | neptronic_evcbseries | NEPTRONIC-EVCBSERIES
2298 | Building Management System | VAV-1878 | VAV-1878 | Neptronic | EVCB SERIES | Standard | Serial | VAVCTR | 11 |  |  |  | Active |  | IN-BLR-ANANTA-VAV-1878_11 | uuid://afe8c39a-f645-4f1d-837c-72857819486a | {"asset":{"guid":"uuid://afe8c39a-f645-4f1d-837c-72857819486a","site":"in-blr-ananta","name":"vav-1878"}} | [6 empty] | BACnet MS/TP | 121878 |  |  |  |  | Corphosted | [6 empty] | 255.255.240.0 | [11 empty] | Proxied Device | Good | KNND | 10 | N/A |  |  |  | neptronic_evcbseries | NEPTRONIC-EVCBSERIES
2299 | Building Management System | VAV-1879 | VAV-1879 | Neptronic | EVCB SERIES | Standard | Serial | VAVCTR | 11 |  |  |  | Active |  | IN-BLR-ANANTA-VAV-1879_11 | uuid://b116c83c-a2fd-4672-9e98-aee74ecd576e | {"asset":{"guid":"uuid://b116c83c-a2fd-4672-9e98-aee74ecd576e","site":"in-blr-ananta","name":"vav-1879"}} | [6 empty] | BACnet MS/TP | 121879 |  |  |  |  | Corphosted | [5 empty] | 100.95.214.148 | 255.255.240.0 | [11 empty] | Proxied Device | Good | KNND | 10 | N/A |  |  |  | neptronic_evcbseries | NEPTRONIC-EVCBSERIES
2300 | Building Management System | VAV-1880 | VAV-1880 | Neptronic | EVCB SERIES | Standard | Serial | VAVCTR | 11 |  |  |  | Active |  | IN-BLR-ANANTA-VAV-1880_11 | uuid://19c228a9-615f-4e80-93cf-a4d66147722c | {"asset":{"guid":"uuid://19c228a9-615f-4e80-93cf-a4d66147722c","site":"in-blr-ananta","name":"vav-1880"}} | [6 empty] | BACnet MS/TP | 121880 |  |  |  |  | Corphosted | [5 empty] | 100.95.214.38 | 255.255.240.0 | [11 empty] | Proxied Device | Good | KNND | 10 | N/A |  |  |  | neptronic_evcbseries | NEPTRONIC-EVCBSERIES
2301 | Building Management System | VAV-1881 | VAV-1881 | Neptronic | EVCB SERIES | Standard | Serial | VAVCTR | 11 |  |  |  | Active |  | IN-BLR-ANANTA-VAV-1881_11 | uuid://c280e9bb-c00d-4e4e-ba69-a46b09c92c4d | {"asset":{"guid":"uuid://c280e9bb-c00d-4e4e-ba69-a46b09c92c4d","site":"in-blr-ananta","name":"vav-1881"}} | [6 empty] | BACnet MS/TP | 121881 |  |  |  |  | Corphosted | [5 empty] | 100.95.214.81 | 255.255.240.0 | [11 empty] | Proxied Device | Good | KNND | 10 | N/A |  |  |  | neptronic_evcbseries | NEPTRONIC-EVCBSERIES
2302 | Building Management System | VAV-1882 | VAV-1882 | Neptronic | EVCB SERIES | Standard | Serial | VAVCTR | 11 |  |  |  | Active |  | IN-BLR-ANANTA-VAV-1882_11 | uuid://ed1cc254-e8e6-4597-a664-ee8bc5ce3c0a | {"asset":{"guid":"uuid://ed1cc254-e8e6-4597-a664-ee8bc5ce3c0a","site":"in-blr-ananta","name":"vav-1882"}} | [6 empty] | BACnet MS/TP | 121882 |  |  |  |  | Corphosted | [5 empty] | 100.95.214.147 | 255.255.240.0 | [11 empty] | Proxied Device | Good | KNND | 10 | N/A |  |  |  | neptronic_evcbseries | NEPTRONIC-EVCBSERIES
2303 | Building Management System | VAV-1883 | VAV-1883 | Neptronic | EVCB SERIES | Standard | Serial | VAVCTR | 11 |  |  |  | Active |  | IN-BLR-ANANTA-VAV-1883_11 | uuid://71d51803-fa18-4813-b27e-73d6f5c9c927 | {"asset":{"guid":"uuid://71d51803-fa18-4813-b27e-73d6f5c9c927","site":"in-blr-ananta","name":"vav-1883"}} | [6 empty] | BACnet MS/TP | 121883 |  |  |  |  | Corphosted | [5 empty] | 100.95.214.103 | 255.255.240.0 | [11 empty] | Proxied Device | Good | KNND | 10 | N/A |  |  |  | neptronic_evcbseries | NEPTRONIC-EVCBSERIES
2304 | Building Management System | VAV-1884 | VAV-1884 | Neptronic | EVCB SERIES | Standard | Serial | VAVCTR | 11 |  |  |  | Active |  | IN-BLR-ANANTA-VAV-1884_11 | uuid://0b3ac11c-8bdd-4aab-8979-e16e420a0594 | {"asset":{"guid":"uuid://0b3ac11c-8bdd-4aab-8979-e16e420a0594","site":"in-blr-ananta","name":"vav-1884"}} | [6 empty] | BACnet MS/TP | 121884 |  |  |  |  | Corphosted | [5 empty] | 100.95.214.135 | 255.255.240.0 | [11 empty] | Proxied Device | Good | KNND | 10 | N/A |  |  |  | neptronic_evcbseries | NEPTRONIC-EVCBSERIES
2305 | Building Management System | VAV-1885 | VAV-1885 | Neptronic | EVCB SERIES | Standard | Serial | VAVCTR | 11 |  |  |  | Active |  | IN-BLR-ANANTA-VAV-1885_11 | uuid://f5e8aaa0-f186-4fb9-9423-801261c42051 | {"asset":{"guid":"uuid://f5e8aaa0-f186-4fb9-9423-801261c42051","site":"in-blr-ananta","name":"vav-1885"}} | [6 empty] | BACnet MS/TP | 121885 |  |  |  |  | Corphosted | [5 empty] | 100.95.214.137 | 255.255.240.0 | [11 empty] | Proxied Device | Good | KNND | 10 | N/A |  |  |  | neptronic_evcbseries | NEPTRONIC-EVCBSERIES
2306 | Building Management System | VAV-1886 | VAV-1886 | Neptronic | EVCB SERIES | Standard | Serial | VAVCTR | 11 |  |  |  | Active |  | IN-BLR-ANANTA-VAV-1886_11 | uuid://12598981-5257-47d7-adeb-c1c39c7359a3 | {"asset":{"guid":"uuid://12598981-5257-47d7-adeb-c1c39c7359a3","site":"in-blr-ananta","name":"vav-1886"}} | [6 empty] | BACnet MS/TP | 121886 |  |  |  |  | Corphosted | [5 empty] | 100.95.214.153 | 255.255.240.0 | [11 empty] | Proxied Device | Good | KNND | 10 | N/A |  |  |  | neptronic_evcbseries | NEPTRONIC-EVCBSERIES
2307 | Building Management System | VAV-1887 | VAV-1887 | Neptronic | EVCB SERIES | Standard | Serial | VAVCTR | 11 |  |  |  | Active |  | IN-BLR-ANANTA-VAV-1887_11 | uuid://e2a25823-1ab6-48c3-bb04-45cb4181bdc8 | {"asset":{"guid":"uuid://e2a25823-1ab6-48c3-bb04-45cb4181bdc8","site":"in-blr-ananta","name":"vav-1887"}} | [6 empty] | BACnet MS/TP | 121887 |  |  |  |  | Corphosted | [5 empty] | 100.95.214.109 | 255.255.240.0 | [11 empty] | Proxied Device | Good | KNND | 10 | N/A |  |  |  | neptronic_evcbseries | NEPTRONIC-EVCBSERIES
2308 | Building Management System | VAV-1888 | VAV-1888 | Neptronic | EVCB SERIES | Standard | Serial | VAVCTR | 11 |  |  |  | Active |  | IN-BLR-ANANTA-VAV-1888_11 | uuid://342be80b-4a19-4b28-bc86-c0252bb140d8 | {"asset":{"guid":"uuid://342be80b-4a19-4b28-bc86-c0252bb140d8","site":"in-blr-ananta","name":"vav-1888"}} | [6 empty] | BACnet MS/TP | 121888 |  |  |  |  | Corphosted | [5 empty] | 100.95.214.125 | 255.255.240.0 | [11 empty] | Proxied Device | Good | KNND | 10 | N/A |  |  |  | neptronic_evcbseries | NEPTRONIC-EVCBSERIES
2309 | Building Management System | VAV-1889 | VAV-1889 | Neptronic | EVCB SERIES | Standard | Serial | VAVCTR | 11 |  |  |  | Active |  | IN-BLR-ANANTA-VAV-1889_11 | uuid://9a0bba79-ae50-4445-b686-55d6e4b6b845 | {"asset":{"guid":"uuid://9a0bba79-ae50-4445-b686-55d6e4b6b845","site":"in-blr-ananta","name":"vav-1889"}} | [6 empty] | BACnet MS/TP | 121889 |  |  |  |  | Corphosted | [5 empty] | 100.95.214.100 | 255.255.240.0 | [11 empty] | Proxied Device | Good | KNND | 10 | N/A |  |  |  | neptronic_evcbseries | NEPTRONIC-EVCBSERIES
2310 | Building Management System | VAV-1890 | VAV-1890 | Neptronic | EVCB SERIES | Standard | Serial | VAVCTR | 11 |  |  |  | Active |  | IN-BLR-ANANTA-VAV-1890_11 | uuid://11197132-00ad-4d2b-8e81-ebd6227a9a4d | {"asset":{"guid":"uuid://11197132-00ad-4d2b-8e81-ebd6227a9a4d","site":"in-blr-ananta","name":"vav-1890"}} | [6 empty] | BACnet MS/TP | 121890 |  |  |  |  | Corphosted | [5 empty] | 100.95.214.139 | 255.255.240.0 | [11 empty] | Proxied Device | Good | KNND | 10 | N/A |  |  |  | neptronic_evcbseries | NEPTRONIC-EVCBSERIES
2311 | Building Management System | VAV-1891 | VAV-1891 | Neptronic | EVCB SERIES | Standard | Serial | VAVCTR | 11 |  |  |  | Active |  | IN-BLR-ANANTA-VAV-1891_11 | uuid://32950f4e-aa57-455c-83a6-028d0cc8226b | {"asset":{"guid":"uuid://32950f4e-aa57-455c-83a6-028d0cc8226b","site":"in-blr-ananta","name":"vav-1891"}} | [6 empty] | BACnet MS/TP | 121891 |  |  |  |  | Corphosted | [5 empty] | 100.95.214.28 | 255.255.240.0 | [11 empty] | Proxied Device | Good | KNND | 10 | N/A |  |  |  | neptronic_evcbseries | NEPTRONIC-EVCBSERIES
2312 | Building Management System | VAV-1892 | VAV-1892 | Neptronic | EVCB SERIES | Standard | Serial | VAVCTR | 11 |  |  |  | Active |  | IN-BLR-ANANTA-VAV-1892_11 | uuid://f676b347-ef5c-49ac-bc0e-853c6c7d482b | {"asset":{"guid":"uuid://f676b347-ef5c-49ac-bc0e-853c6c7d482b","site":"in-blr-ananta","name":"vav-1892"}} | [6 empty] | BACnet MS/TP | 121892 |  |  |  |  | Corphosted | [5 empty] | 100.95.214.165 | 255.255.240.0 | [11 empty] | Proxied Device | Good | KNND | 10 | N/A |  |  |  | neptronic_evcbseries | NEPTRONIC-EVCBSERIES
2313 | Building Management System | VAV-1893 | VAV-1893 | Neptronic | EVCB SERIES | Standard | Serial | VAVCTR | 11 |  |  |  | Active |  | IN-BLR-ANANTA-VAV-1893_11 | uuid://c93434c2-48cd-402b-8a48-d17da6097580 | {"asset":{"guid":"uuid://c93434c2-48cd-402b-8a48-d17da6097580","site":"in-blr-ananta","name":"vav-1893"}} | [6 empty] | BACnet MS/TP | 121893 |  |  |  |  | Corphosted | [5 empty] | 100.95.214.168 | 255.255.240.0 | [11 empty] | Proxied Device | Good | KNND | 10 | N/A |  |  |  | neptronic_evcbseries | NEPTRONIC-EVCBSERIES
2314 | Building Management System | VAV-1894 | VAV-1894 | Neptronic | EVCB SERIES | Standard | Serial | VAVCTR | 11 |  |  |  | Active |  | IN-BLR-ANANTA-VAV-1894_11 | uuid://de27fafb-87aa-416f-b042-ea73cf393499 | {"asset":{"guid":"uuid://de27fafb-87aa-416f-b042-ea73cf393499","site":"in-blr-ananta","name":"vav-1894"}} | [6 empty] | BACnet MS/TP | 121894 |  |  |  |  | Corphosted | [5 empty] | 100.95.214.154 | 255.255.240.0 | [11 empty] | Proxied Device | Good | KNND | 10 | N/A |  |  |  | neptronic_evcbseries | NEPTRONIC-EVCBSERIES
2315 | Building Management System | VAV-1895 | VAV-1895 | Neptronic | EVCB SERIES | Standard | Serial | VAVCTR | 11 |  |  |  | Active |  | IN-BLR-ANANTA-VAV-1895_11 | uuid://92fae43f-8043-428f-9160-ca21fcd41a84 | {"asset":{"guid":"uuid://92fae43f-8043-428f-9160-ca21fcd41a84","site":"in-blr-ananta","name":"vav-1895"}} | [6 empty] | BACnet MS/TP | 121895 |  |  |  |  | Corphosted | [5 empty] | 100.95.214.169 | 255.255.240.0 | [11 empty] | Proxied Device | Good | KNND | 10 | N/A |  |  |  | neptronic_evcbseries | NEPTRONIC-EVCBSERIES
2316 | Building Management System | VAV-1896 | VAV-1896 | Neptronic | EVCB SERIES | Standard | Serial | VAVCTR | 11 |  |  |  | Active |  | IN-BLR-ANANTA-VAV-1896_11 | uuid://7013cb23-d78b-46ec-ae2d-a68521111547 | {"asset":{"guid":"uuid://7013cb23-d78b-46ec-ae2d-a68521111547","site":"in-blr-ananta","name":"vav-1896"}} | [6 empty] | BACnet MS/TP | 121896 |  |  |  |  | Corphosted | [5 empty] | 100.95.214.123 | 255.255.240.0 | [11 empty] | Proxied Device | Good | KNND | 10 | N/A |  |  |  | neptronic_evcbseries | NEPTRONIC-EVCBSERIES
2317 | Building Management System | VAV-1897 | VAV-1897 | Neptronic | EVCB SERIES | Standard | Serial | VAVCTR | 11 |  |  |  | Active |  | IN-BLR-ANANTA-VAV-1897_11 | uuid://07f607ad-8d27-4a20-a17e-d9645cc55c28 | {"asset":{"guid":"uuid://07f607ad-8d27-4a20-a17e-d9645cc55c28","site":"in-blr-ananta","name":"vav-1897"}} | [6 empty] | BACnet MS/TP | 121897 |  |  |  |  | Corphosted | [5 empty] | 100.95.214.158 | 255.255.240.0 | [11 empty] | Proxied Device | Good | KNND | 10 | N/A |  |  |  | neptronic_evcbseries | NEPTRONIC-EVCBSERIES
2318 | Building Management System | VAV-1898 | VAV-1898 | Neptronic | EVCB SERIES | Standard | Serial | VAVCTR | 11 |  |  |  | Active |  | IN-BLR-ANANTA-VAV-1898_11 | uuid://f8d5484d-cd2d-44ed-abb6-d44451c85fa5 | {"asset":{"guid":"uuid://f8d5484d-cd2d-44ed-abb6-d44451c85fa5","site":"in-blr-ananta","name":"vav-1898"}} | [6 empty] | BACnet MS/TP | 121898 |  |  |  |  | Corphosted | [5 empty] | 100.95.214.181 | 255.255.240.0 | [11 empty] | Proxied Device | Good | KNND | 10 | N/A |  |  |  | neptronic_evcbseries | NEPTRONIC-EVCBSERIES
2319 | Building Management System | VAV-1899 | VAV-1899 | Neptronic | EVCB SERIES | Standard | Serial | VAVCTR | 11 |  |  |  | Active |  | IN-BLR-ANANTA-VAV-1899_11 | uuid://48b5d962-5cbb-47b8-9ebb-6052c336b237 | {"asset":{"guid":"uuid://48b5d962-5cbb-47b8-9ebb-6052c336b237","site":"in-blr-ananta","name":"vav-1899"}} | [6 empty] | BACnet MS/TP | 121899 |  |  |  |  | Corphosted | [5 empty] | 100.95.214.159 | 255.255.240.0 | [11 empty] | Proxied Device | Good | KNND | 10 | N/A |  |  |  | neptronic_evcbseries | NEPTRONIC-EVCBSERIES
2320 | Building Management System | VAV-1900 | VAV-1900 | Neptronic | EVCB SERIES | Standard | Serial | VAVCTR | 11 |  |  |  | Active |  | IN-BLR-ANANTA-VAV-1900_11 | uuid://cc1c36d9-1577-4517-9a77-8d898541055c | {"asset":{"guid":"uuid://cc1c36d9-1577-4517-9a77-8d898541055c","site":"in-blr-ananta","name":"vav-1900"}} | [6 empty] | BACnet MS/TP | 121900 |  |  |  |  | Corphosted | [5 empty] | 100.95.214.111 | 255.255.240.0 | [11 empty] | Proxied Device | Good | KNND | 10 | N/A |  |  |  | neptronic_evcbseries | NEPTRONIC-EVCBSERIES
2321 | Building Management System | VAV-1901 | VAV-1901 | Neptronic | EVCB SERIES | Standard | Serial | VAVCTR | 11 |  |  |  | Active |  | IN-BLR-ANANTA-VAV-1901_11 | uuid://8dce94a1-2cb2-4a06-be2a-0aad183d7443 | {"asset":{"guid":"uuid://8dce94a1-2cb2-4a06-be2a-0aad183d7443","site":"in-blr-ananta","name":"vav-1901"}} | [6 empty] | BACnet MS/TP | 121901 |  |  |  |  | Corphosted | [5 empty] | 100.95.214.144 | 255.255.240.0 | [11 empty] | Proxied Device | Good | KNND | 10 | N/A |  |  |  | neptronic_evcbseries | NEPTRONIC-EVCBSERIES
2322 | Building Management System | VAV-1902 | VAV-1902 | Neptronic | EVCB SERIES | Standard | Serial | VAVCTR | 11 |  |  |  | Active |  | IN-BLR-ANANTA-VAV-1902_11 | uuid://a6d4c6c3-1235-42f5-bfcc-2bd30c9ed97c | {"asset":{"guid":"uuid://a6d4c6c3-1235-42f5-bfcc-2bd30c9ed97c","site":"in-blr-ananta","name":"vav-1902"}} | [6 empty] | BACnet MS/TP | 121902 |  |  |  |  | Corphosted | [5 empty] | 100.95.214.53 | 255.255.240.0 | [11 empty] | Proxied Device | Good | KNND | 10 | N/A |  |  |  | neptronic_evcbseries | NEPTRONIC-EVCBSERIES
2323 | Building Management System | VAV-1903 | VAV-1903 | Neptronic | EVCB SERIES | Standard | Serial | VAVCTR | 11 |  |  |  | Active |  | IN-BLR-ANANTA-VAV-1903_11 | uuid://07644a49-c9bb-49a5-82fc-1f2acbca1e63 | {"asset":{"guid":"uuid://07644a49-c9bb-49a5-82fc-1f2acbca1e63","site":"in-blr-ananta","name":"vav-1903"}} | [6 empty] | BACnet MS/TP | 121903 |  |  |  |  | Corphosted | [5 empty] | 100.95.214.155 | 255.255.240.0 | [11 empty] | Proxied Device | Good | KNND | 10 | N/A |  |  |  | neptronic_evcbseries | NEPTRONIC-EVCBSERIES
2324 | Building Management System | VAV-1904 | VAV-1904 | Neptronic | EVCB SERIES | Standard | Serial | VAVCTR | 11 |  |  |  | Active |  | IN-BLR-ANANTA-VAV-1904_11 | uuid://45e7dd13-75c4-473d-9c47-ba41507d2e67 | {"asset":{"guid":"uuid://45e7dd13-75c4-473d-9c47-ba41507d2e67","site":"in-blr-ananta","name":"vav-1904"}} | [6 empty] | BACnet MS/TP | 121904 |  |  |  |  | Corphosted | [5 empty] | 100.95.214.129 | 255.255.240.0 | [11 empty] | Proxied Device | Good | KNND | 10 | N/A |  |  |  | neptronic_evcbseries | NEPTRONIC-EVCBSERIES
2325 | Building Management System | VAV-1905 | VAV-1905 | Neptronic | EVCB SERIES | Standard | Serial | VAVCTR | 11 |  |  |  | Active |  | IN-BLR-ANANTA-VAV-1905_11 | uuid://38d1ba59-3997-49f1-bcad-7c56b55c6f15 | {"asset":{"guid":"uuid://38d1ba59-3997-49f1-bcad-7c56b55c6f15","site":"in-blr-ananta","name":"vav-1905"}} | [6 empty] | BACnet MS/TP | 121905 |  |  |  |  | Corphosted | [5 empty] | 100.95.214.176 | 255.255.240.0 | [11 empty] | Proxied Device | Good | KNND | 10 | N/A |  |  |  | neptronic_evcbseries | NEPTRONIC-EVCBSERIES
2326 | Building Management System | VAV-1906 | VAV-1906 | Neptronic | EVCB SERIES | Standard | Serial | VAVCTR | 11 |  |  |  | Active |  | IN-BLR-ANANTA-VAV-1906_11 | uuid://23486b5c-d586-48d5-8e24-19dd057a9ec3 | {"asset":{"guid":"uuid://23486b5c-d586-48d5-8e24-19dd057a9ec3","site":"in-blr-ananta","name":"vav-1906"}} | [6 empty] | BACnet MS/TP | 121906 |  |  |  |  | Corphosted | [5 empty] | 100.95.214.102 | 255.255.240.0 | [11 empty] | Proxied Device | Good | KNND | 10 | N/A |  |  |  | neptronic_evcbseries | NEPTRONIC-EVCBSERIES
2327 | Building Management System | VAV-1907 | VAV-1907 | Neptronic | EVCB SERIES | Standard | Serial | VAVCTR | 11 |  |  |  | Active |  | IN-BLR-ANANTA-VAV-1907_11 | uuid://ec851377-c22a-4310-b882-4fafc6601e0d | {"asset":{"guid":"uuid://ec851377-c22a-4310-b882-4fafc6601e0d","site":"in-blr-ananta","name":"vav-1907"}} | [6 empty] | BACnet MS/TP | 121907 |  |  |  |  | Corphosted | [5 empty] | 100.95.214.171 | 255.255.240.0 | [11 empty] | Proxied Device | Good | KNND | 10 | N/A |  |  |  | neptronic_evcbseries | NEPTRONIC-EVCBSERIES
2328 | Building Management System | VAV-1908 | VAV-1908 | Neptronic | EVCB SERIES | Standard | Serial | VAVCTR | 11 |  |  |  | Active |  | IN-BLR-ANANTA-VAV-1908_11 | uuid://595281d7-fefc-4558-bce7-12457a98d4cf | {"asset":{"guid":"uuid://595281d7-fefc-4558-bce7-12457a98d4cf","site":"in-blr-ananta","name":"vav-1908"}} | [6 empty] | BACnet MS/TP | 121908 |  |  |  |  | Corphosted | [5 empty] | 100.95.214.82 | 255.255.240.0 | [11 empty] | Proxied Device | Good | KNND | 10 | N/A |  |  |  | neptronic_evcbseries | NEPTRONIC-EVCBSERIES
2329 | Building Management System | VAV-1909 | VAV-1909 | Neptronic | EVCB SERIES | Standard | Serial | VAVCTR | 11 |  |  |  | Active |  | IN-BLR-ANANTA-VAV-1909_11 | uuid://94cce398-a078-4adc-b9fe-a77b0cff2196 | {"asset":{"guid":"uuid://94cce398-a078-4adc-b9fe-a77b0cff2196","site":"in-blr-ananta","name":"vav-1909"}} | [6 empty] | BACnet MS/TP | 121909 |  |  |  |  | Corphosted | [5 empty] | 100.95.214.183 | 255.255.240.0 | [11 empty] | Proxied Device | Good | KNND | 10 | N/A |  |  |  | neptronic_evcbseries | NEPTRONIC-EVCBSERIES
2330 | Building Management System | VAV-1910 | VAV-1910 | Neptronic | EVCB SERIES | Standard | Serial | VAVCTR | 11 |  |  |  | Active |  | IN-BLR-ANANTA-VAV-1910_11 | uuid://f44a710c-3d8d-43a8-a0a9-d2acf4170e9e | {"asset":{"guid":"uuid://f44a710c-3d8d-43a8-a0a9-d2acf4170e9e","site":"in-blr-ananta","name":"vav-1910"}} | [6 empty] | BACnet MS/TP | 121910 |  |  |  |  | Corphosted | [5 empty] | 100.95.214.203 | 255.255.240.0 | [11 empty] | Proxied Device | Good | KNND | 10 | N/A |  |  |  | neptronic_evcbseries | NEPTRONIC-EVCBSERIES
2331 | Building Management System | VAV-1911 | VAV-1911 | Neptronic | EVCB SERIES | Standard | Serial | VAVCTR | 11 |  |  |  | Active |  | IN-BLR-ANANTA-VAV-1911_11 | uuid://0fe1a18c-da43-49b0-a33e-8f60d81b5e30 | {"asset":{"guid":"uuid://0fe1a18c-da43-49b0-a33e-8f60d81b5e30","site":"in-blr-ananta","name":"vav-1911"}} | [6 empty] | BACnet MS/TP | 121911 |  |  |  |  | Corphosted | [5 empty] | 100.95.214.133 | 255.255.240.0 | [11 empty] | Proxied Device | Good | KNND | 10 | N/A |  |  |  | neptronic_evcbseries | NEPTRONIC-EVCBSERIES
2332 | Building Management System | VAV-1912 | VAV-1912 | Neptronic | EVCB SERIES | Standard | Serial | VAVCTR | 11 |  |  |  | Active |  | IN-BLR-ANANTA-VAV-1912_11 | uuid://5c613aef-6e28-4e46-887c-bdce36ca49da | {"asset":{"guid":"uuid://5c613aef-6e28-4e46-887c-bdce36ca49da","site":"in-blr-ananta","name":"vav-1912"}} | [6 empty] | BACnet MS/TP | 121912 |  |  |  |  | Corphosted | [5 empty] | 100.95.214.40 | 255.255.240.0 | [11 empty] | Proxied Device | Good | KNND | 10 | N/A |  |  |  | neptronic_evcbseries | NEPTRONIC-EVCBSERIES
2333 | Building Management System | VAV-1913 | VAV-1913 | Neptronic | EVCB SERIES | Standard | Serial | VAVCTR | 11 |  |  |  | Active |  | IN-BLR-ANANTA-VAV-1913_11 | uuid://d684669d-7db2-444c-9757-c6148866702d | {"asset":{"guid":"uuid://d684669d-7db2-444c-9757-c6148866702d","site":"in-blr-ananta","name":"vav-1913"}} | [6 empty] | BACnet MS/TP | 121913 |  |  |  |  | Corphosted | [5 empty] | 100.95.214.132 | 255.255.240.0 | [11 empty] | Proxied Device | Good | KNND | 10 | N/A |  |  |  | neptronic_evcbseries | NEPTRONIC-EVCBSERIES
2334 | Building Management System | VAV-1914 | VAV-1914 | Neptronic | EVCB SERIES | Standard | Serial | VAVCTR | 11 |  |  |  | Active |  | IN-BLR-ANANTA-VAV-1914_11 | uuid://f2032233-3bcf-49bb-9252-5593e81a93ce | {"asset":{"guid":"uuid://f2032233-3bcf-49bb-9252-5593e81a93ce","site":"in-blr-ananta","name":"vav-1914"}} | [6 empty] | BACnet MS/TP | 121914 |  |  |  |  | Corphosted | [5 empty] | 100.95.214.145 | 255.255.240.0 | [11 empty] | Proxied Device | Good | KNND | 10 | N/A |  |  |  | neptronic_evcbseries | NEPTRONIC-EVCBSERIES
2335 | Building Management System | VAV-1915 | VAV-1915 | Neptronic | EVCB SERIES | Standard | Serial | VAVCTR | 11 |  |  |  | Active |  | IN-BLR-ANANTA-VAV-1915_11 | uuid://126025e6-ff40-43e6-95cd-fed5e964e348 | {"asset":{"guid":"uuid://126025e6-ff40-43e6-95cd-fed5e964e348","site":"in-blr-ananta","name":"vav-1915"}} | [6 empty] | BACnet MS/TP | 121915 |  |  |  |  | Corphosted | [5 empty] | 100.95.214.160 | 255.255.240.0 | [11 empty] | Proxied Device | Good | KNND | 10 | N/A |  |  |  | neptronic_evcbseries | NEPTRONIC-EVCBSERIES
2336 | Building Management System | VAV-1916 | VAV-1916 | Neptronic | EVCB SERIES | Standard | Serial | VAVCTR | 11 |  |  |  | Active |  | IN-BLR-ANANTA-VAV-1916_11 | uuid://015d3e97-b144-4190-9d49-bf32ea67eed5 | {"asset":{"guid":"uuid://015d3e97-b144-4190-9d49-bf32ea67eed5","site":"in-blr-ananta","name":"vav-1916"}} | [6 empty] | BACnet MS/TP | 121916 |  |  |  |  | Corphosted | [5 empty] | 100.95.214.88 | 255.255.240.0 | [11 empty] | Proxied Device | Good | KNND | 10 | N/A |  |  |  | neptronic_evcbseries | NEPTRONIC-EVCBSERIES
2337 | Building Management System | VAV-1917 | VAV-1917 | Neptronic | EVCB SERIES | Standard | Serial | VAVCTR | 11 |  |  |  | Active |  | IN-BLR-ANANTA-VAV-1917_11 | uuid://8ff027d3-3cc1-40d3-a0e9-05d9ce9a122f | {"asset":{"guid":"uuid://8ff027d3-3cc1-40d3-a0e9-05d9ce9a122f","site":"in-blr-ananta","name":"vav-1917"}} | [6 empty] | BACnet MS/TP | 121917 |  |  |  |  | Corphosted | [5 empty] | 100.95.214.141 | 255.255.240.0 | [11 empty] | Proxied Device | Good | KNND | 10 | N/A |  |  |  | neptronic_evcbseries | NEPTRONIC-EVCBSERIES
2338 | Building Management System | VAV-1918 | VAV-1918 | Neptronic | EVCB SERIES | Standard | Serial | VAVCTR | 11 |  |  |  | Active |  | IN-BLR-ANANTA-VAV-1918_11 | uuid://bcfeb0b5-f0b6-4b1b-9610-16fadd241ca3 | {"asset":{"guid":"uuid://bcfeb0b5-f0b6-4b1b-9610-16fadd241ca3","site":"in-blr-ananta","name":"vav-1918"}} | [6 empty] | BACnet MS/TP | 121918 |  |  |  |  | Corphosted | [5 empty] | 100.95.214.156 | 255.255.240.0 | [11 empty] | Proxied Device | Good | KNND | 10 | N/A |  |  |  | neptronic_evcbseries | NEPTRONIC-EVCBSERIES
2339 | Building Management System | VAV-1919 | VAV-1919 | Neptronic | EVCB SERIES | Standard | Serial | VAVCTR | 11 |  |  |  | Active |  | IN-BLR-ANANTA-VAV-1919_11 | uuid://1b0c244d-f7c7-4749-8090-b99546af93e0 | {"asset":{"guid":"uuid://1b0c244d-f7c7-4749-8090-b99546af93e0","site":"in-blr-ananta","name":"vav-1919"}} | [6 empty] | BACnet MS/TP | 121919 |  |  |  |  | Corphosted | [5 empty] | 100.95.214.136 | 255.255.240.0 | [11 empty] | Proxied Device | Good | KNND | 10 | N/A |  |  |  | neptronic_evcbseries | NEPTRONIC-EVCBSERIES
2340 | Building Management System | VAV-1920 | VAV-1920 | Neptronic | EVCB SERIES | Standard | Serial | VAVCTR | 11 |  |  |  | Active |  | IN-BLR-ANANTA-VAV-1920_11 | uuid://5476ae4b-56ba-497c-93a7-23c1a146c854 | {"asset":{"guid":"uuid://5476ae4b-56ba-497c-93a7-23c1a146c854","site":"in-blr-ananta","name":"vav-1920"}} | [6 empty] | BACnet MS/TP | 121920 |  |  |  |  | Corphosted | [5 empty] | 100.95.214.161 | 255.255.240.0 | [11 empty] | Proxied Device | Good | KNND | 10 | N/A |  |  |  | neptronic_evcbseries | NEPTRONIC-EVCBSERIES
2341 | Building Management System | VAV-1921 | VAV-1921 | Neptronic | EVCB SERIES | Standard | Serial | VAVCTR | 11 |  |  |  | Active |  | IN-BLR-ANANTA-VAV-1921_11 | uuid://763ad478-d963-4f66-a21a-fb9110099c71 | {"asset":{"guid":"uuid://763ad478-d963-4f66-a21a-fb9110099c71","site":"in-blr-ananta","name":"vav-1921"}} | [6 empty] | BACnet MS/TP | 121921 |  |  |  |  | Corphosted | [5 empty] | 100.95.214.184 | 255.255.240.0 | [11 empty] | Proxied Device | Good | KNND | 10 | N/A |  |  |  | neptronic_evcbseries | NEPTRONIC-EVCBSERIES
2342 | Building Management System | VAV-1922 | VAV-1922 | Neptronic | EVCB SERIES | Standard | Serial | VAVCTR | 11 |  |  |  | Active |  | IN-BLR-ANANTA-VAV-1922_11 | uuid://dcdd4151-369a-47ff-99e9-6583a7e36397 | {"asset":{"guid":"uuid://dcdd4151-369a-47ff-99e9-6583a7e36397","site":"in-blr-ananta","name":"vav-1922"}} | [6 empty] | BACnet MS/TP | 121922 |  |  |  |  | Corphosted | [5 empty] | 100.95.214.188 | 255.255.240.0 | [11 empty] | Proxied Device | Good | KNND | 10 | N/A |  |  |  | neptronic_evcbseries | NEPTRONIC-EVCBSERIES
2343 | Building Management System | VAV-1923 | VAV-1923 | Neptronic | EVCB SERIES | Standard | Serial | VAVCTR | 11 |  |  |  | Active |  | IN-BLR-ANANTA-VAV-1923_11 | uuid://adfeb26e-5ce4-4c62-9a57-35529325c696 | {"asset":{"guid":"uuid://adfeb26e-5ce4-4c62-9a57-35529325c696","site":"in-blr-ananta","name":"vav-1923"}} | [6 empty] | BACnet MS/TP | 121923 |  |  |  |  | Corphosted | [5 empty] | 100.95.214.157 | 255.255.240.0 | [11 empty] | Proxied Device | Good | KNND | 10 | N/A |  |  |  | neptronic_evcbseries | NEPTRONIC-EVCBSERIES
2344 | Building Management System | VAV-1924 | VAV-1924 | Neptronic | EVCB SERIES | Standard | Serial | VAVCTR | 11 |  |  |  | Active |  | IN-BLR-ANANTA-VAV-1924_11 | uuid://3ea1f8b5-4588-4e82-ac75-97375e253984 | {"asset":{"guid":"uuid://3ea1f8b5-4588-4e82-ac75-97375e253984","site":"in-blr-ananta","name":"vav-1924"}} | [6 empty] | BACnet MS/TP | 121924 |  |  |  |  | Corphosted | [5 empty] | 100.95.214.119 | 255.255.240.0 | [11 empty] | Proxied Device | Good | KNND | 10 | N/A |  |  |  | neptronic_evcbseries | NEPTRONIC-EVCBSERIES
2345 | Building Management System | VAV-1925 | VAV-1925 | Neptronic | EVCB SERIES | Standard | Serial | VAVCTR | 11 |  |  |  | Active |  | IN-BLR-ANANTA-VAV-1925_11 | uuid://9ba9e6bd-d4c2-4aed-9b03-3346a9ea183b | {"asset":{"guid":"uuid://9ba9e6bd-d4c2-4aed-9b03-3346a9ea183b","site":"in-blr-ananta","name":"vav-1925"}} | [6 empty] | BACnet MS/TP | 121925 |  |  |  |  | Corphosted | [5 empty] | 100.95.214.182 | 255.255.240.0 | [11 empty] | Proxied Device | Good | KNND | 10 | N/A |  |  |  | neptronic_evcbseries | NEPTRONIC-EVCBSERIES
2346 | Building Management System | VAV-1926 | VAV-1926 | Neptronic | EVCB SERIES | Standard | Serial | VAVCTR | 11 |  |  |  | Active |  | IN-BLR-ANANTA-VAV-1926_11 | uuid://8b24c860-e9cc-485e-b573-5d6bd41f17f8 | {"asset":{"guid":"uuid://8b24c860-e9cc-485e-b573-5d6bd41f17f8","site":"in-blr-ananta","name":"vav-1926"}} | [6 empty] | BACnet MS/TP | 121926 |  |  |  |  | Corphosted | [5 empty] | 100.95.214.152 | 255.255.240.0 | [11 empty] | Proxied Device | Good | KNND | 10 | N/A |  |  |  | neptronic_evcbseries | NEPTRONIC-EVCBSERIES
2347 | Building Management System | VAV-1927 | VAV-1927 | Neptronic | EVCB SERIES | Standard | Serial | VAVCTR | 11 |  |  |  | Active |  | IN-BLR-ANANTA-VAV-1927_11 | uuid://c450fd46-b542-40d4-b532-1175861c38b3 | {"asset":{"guid":"uuid://c450fd46-b542-40d4-b532-1175861c38b3","site":"in-blr-ananta","name":"vav-1927"}} | [6 empty] | BACnet MS/TP | 121927 |  |  |  |  | Corphosted | [5 empty] | 100.95.214.185 | 255.255.240.0 | [11 empty] | Proxied Device | Good | KNND | 10 | N/A |  |  |  | neptronic_evcbseries | NEPTRONIC-EVCBSERIES
2348 | Building Management System | VAV-1928 | VAV-1928 | Neptronic | EVCB SERIES | Standard | Serial | VAVCTR | 11 |  |  |  | Active |  | IN-BLR-ANANTA-VAV-1928_11 | uuid://70a34105-c99a-464e-bbc1-a4293add9871 | {"asset":{"guid":"uuid://70a34105-c99a-464e-bbc1-a4293add9871","site":"in-blr-ananta","name":"vav-1928"}} | [6 empty] | BACnet MS/TP | 121928 |  |  |  |  | Corphosted | [5 empty] | 100.95.214.186 | 255.255.240.0 | [11 empty] | Proxied Device | Good | KNND | 10 | N/A |  |  |  | neptronic_evcbseries | NEPTRONIC-EVCBSERIES
2349 | Building Management System | VAV-1929 | VAV-1929 | Neptronic | EVCB SERIES | Standard | Serial | VAVCTR | 11 |  |  |  | Active |  | IN-BLR-ANANTA-VAV-1929_11 | uuid://c834b4db-7030-4b78-9d4c-814e8a1ba687 | {"asset":{"guid":"uuid://c834b4db-7030-4b78-9d4c-814e8a1ba687","site":"in-blr-ananta","name":"vav-1929"}} | [6 empty] | BACnet MS/TP | 121929 |  |  |  |  | Corphosted | [5 empty] | 100.95.214.193 | 255.255.240.0 | [11 empty] | Proxied Device | Good | KNND | 10 | N/A |  |  |  | neptronic_evcbseries | NEPTRONIC-EVCBSERIES
2350 | Building Management System | VAV-1930 | VAV-1930 | Neptronic | EVCB SERIES | Standard | Serial | VAVCTR | 11 |  |  |  | Active |  | IN-BLR-ANANTA-VAV-1930_11 | uuid://06ad870c-bcc2-4337-998e-9bd3d956e321 | {"asset":{"guid":"uuid://06ad870c-bcc2-4337-998e-9bd3d956e321","site":"in-blr-ananta","name":"vav-1930"}} | [6 empty] | BACnet MS/TP | 121930 |  |  |  |  | Corphosted | [5 empty] | 100.95.214.138 | 255.255.240.0 | [11 empty] | Proxied Device | Good | KNND | 10 | N/A |  |  |  | neptronic_evcbseries | NEPTRONIC-EVCBSERIES
2351 | Building Management System | VAV-1931 | VAV-1931 | Neptronic | EVCB SERIES | Standard | Serial | VAVCTR | 11 |  |  |  | Active |  | IN-BLR-ANANTA-VAV-1931_11 | uuid://9f698ce1-0737-48cb-a077-1c7260a501c1 | {"asset":{"guid":"uuid://9f698ce1-0737-48cb-a077-1c7260a501c1","site":"in-blr-ananta","name":"vav-1931"}} | [6 empty] | BACnet MS/TP | 121931 |  |  |  |  | Corphosted | [5 empty] | 100.95.214.177 | 255.255.240.0 | [11 empty] | Proxied Device | Good | KNND | 10 | N/A |  |  |  | neptronic_evcbseries | NEPTRONIC-EVCBSERIES
2352 | Building Management System | VAV-1932 | VAV-1932 | Neptronic | EVCB SERIES | Standard | Serial | VAVCTR | 11 |  |  |  | Active |  | IN-BLR-ANANTA-VAV-1932_11 | uuid://7e6d06b6-bffb-4fc8-8ff7-8d41cd0b2a9a | {"asset":{"guid":"uuid://7e6d06b6-bffb-4fc8-8ff7-8d41cd0b2a9a","site":"in-blr-ananta","name":"vav-1932"}} | [6 empty] | BACnet MS/TP | 121932 |  |  |  |  | Corphosted | [5 empty] | 100.95.214.180 | 255.255.240.0 | [11 empty] | Proxied Device | Good | KNND | 10 | N/A |  |  |  | neptronic_evcbseries | NEPTRONIC-EVCBSERIES
2353 | Building Management System | VAV-1933 | VAV-1933 | Neptronic | EVCB SERIES | Standard | Serial | VAVCTR | 11 |  |  |  | Active |  | IN-BLR-ANANTA-VAV-1933_11 | uuid://80b595f9-4942-41e1-968e-732ee2cc8a01 | {"asset":{"guid":"uuid://80b595f9-4942-41e1-968e-732ee2cc8a01","site":"in-blr-ananta","name":"vav-1933"}} | [6 empty] | BACnet MS/TP | 121933 |  |  |  |  | Corphosted | [5 empty] | 100.95.214.70 | 255.255.240.0 | [11 empty] | Proxied Device | Good | KNND | 10 | N/A |  |  |  | neptronic_evcbseries | NEPTRONIC-EVCBSERIES
2354 | Building Management System | VAV-1934 | VAV-1934 | Neptronic | EVCB SERIES | Standard | Serial | VAVCTR | 11 |  |  |  | Active |  | IN-BLR-ANANTA-VAV-1934_11 | uuid://c61c27c3-742b-4f6c-a8a8-64d038e8718d | {"asset":{"guid":"uuid://c61c27c3-742b-4f6c-a8a8-64d038e8718d","site":"in-blr-ananta","name":"vav-1934"}} | [6 empty] | BACnet MS/TP | 121934 |  |  |  |  | Corphosted | [5 empty] | 100.95.214.197 | 255.255.240.0 | [11 empty] | Proxied Device | Good | KNND | 10 | N/A |  |  |  | neptronic_evcbseries | NEPTRONIC-EVCBSERIES
2355 | Building Management System | VAV-1935 | VAV-1935 | Neptronic | EVCB SERIES | Standard | Serial | VAVCTR | 11 |  |  |  | Active |  | IN-BLR-ANANTA-VAV-1935_11 | uuid://46d92550-c71d-42fc-8ac6-698cc698cdc6 | {"asset":{"guid":"uuid://46d92550-c71d-42fc-8ac6-698cc698cdc6","site":"in-blr-ananta","name":"vav-1935"}} | [6 empty] | BACnet MS/TP | 121935 |  |  |  |  | Corphosted | [5 empty] | 100.95.214.143 | 255.255.240.0 | [11 empty] | Proxied Device | Good | KNND | 10 | N/A |  |  |  | neptronic_evcbseries | NEPTRONIC-EVCBSERIES
2356 | Building Management System | VAV-1936 | VAV-1936 | Neptronic | EVCB SERIES | Standard | Serial | VAVCTR | 11 |  |  |  | Active |  | IN-BLR-ANANTA-VAV-1936_11 | uuid://11afe40e-764e-41f6-9eb2-5ea7ea97f2d8 | {"asset":{"guid":"uuid://11afe40e-764e-41f6-9eb2-5ea7ea97f2d8","site":"in-blr-ananta","name":"vav-1936"}} | [6 empty] | BACnet MS/TP | 121936 |  |  |  |  | Corphosted | [5 empty] | 100.95.214.167 | 255.255.240.0 | [11 empty] | Proxied Device | Good | KNND | 10 | N/A |  |  |  | neptronic_evcbseries | NEPTRONIC-EVCBSERIES
2357 | Building Management System | VAV-1937 | VAV-1937 | Neptronic | EVCB SERIES | Standard | Serial | VAVCTR | 11 |  |  |  | Active |  | IN-BLR-ANANTA-VAV-1937_11 | uuid://93a67d87-bcbb-4d0d-b3c8-53d7fe1c1406 | {"asset":{"guid":"uuid://93a67d87-bcbb-4d0d-b3c8-53d7fe1c1406","site":"in-blr-ananta","name":"vav-1937"}} | [6 empty] | BACnet MS/TP | 121937 | [23 empty] | Proxied Device | Good | KNND | 10 | N/A |  |  |  | neptronic_evcbseries | NEPTRONIC-EVCBSERIES
2358 | Building Management System | VAV-1938 | VAV-1938 | Neptronic | EVCB SERIES | Standard | Serial | VAVCTR | 11 |  |  |  | Active |  | IN-BLR-ANANTA-VAV-1938_11 | uuid://72323ac7-12c6-4eed-b8f2-85e5e8ae456d | {"asset":{"guid":"uuid://72323ac7-12c6-4eed-b8f2-85e5e8ae456d","site":"in-blr-ananta","name":"vav-1938"}} | [6 empty] | BACnet MS/TP | 121938 | [23 empty] | Proxied Device | Good | KNND | 10 | N/A |  |  |  | neptronic_evcbseries | NEPTRONIC-EVCBSERIES
2359 | Building Management System | VAV-1939 | VAV-1939 | Neptronic | EVCB SERIES | Standard | Serial | VAVCTR | 11 |  |  |  | Active |  | IN-BLR-ANANTA-VAV-1939_11 | uuid://40abca2e-7b85-4d7a-8ce2-9b3ca779bd04 | {"asset":{"guid":"uuid://40abca2e-7b85-4d7a-8ce2-9b3ca779bd04","site":"in-blr-ananta","name":"vav-1939"}} | [6 empty] | BACnet MS/TP | 121939 | [23 empty] | Proxied Device | Good | KNND | 10 | N/A |  |  |  | neptronic_evcbseries | NEPTRONIC-EVCBSERIES
2360 | Building Management System | VAV-1940 | VAV-1940 | Neptronic | EVCB SERIES | Standard | Serial | VAVCTR | 11 |  |  |  | Active |  | IN-BLR-ANANTA-VAV-1940_11 | uuid://796fd432-f454-4947-9870-79b7eb385b2d | {"asset":{"guid":"uuid://796fd432-f454-4947-9870-79b7eb385b2d","site":"in-blr-ananta","name":"vav-1940"}} | [6 empty] | BACnet MS/TP | 121940 | [23 empty] | Proxied Device | Good | KNND | 10 | N/A |  |  |  | neptronic_evcbseries | NEPTRONIC-EVCBSERIES
2361 | Building Management System | VAV-1941 | VAV-1941 | Neptronic | EVCB SERIES | Standard | Serial | VAVCTR | 11 |  |  |  | Active |  | IN-BLR-ANANTA-VAV-1941_11 | uuid://49454f84-2f38-4ec3-8ace-67c6d689bd09 | {"asset":{"guid":"uuid://49454f84-2f38-4ec3-8ace-67c6d689bd09","site":"in-blr-ananta","name":"vav-1941"}} | [6 empty] | BACnet MS/TP | 121941 | [23 empty] | Proxied Device | Good | KNND | 10 | N/A |  |  |  | neptronic_evcbseries | NEPTRONIC-EVCBSERIES
2362 | Building Management System | VAV-1942 | VAV-1942 | Neptronic | EVCB SERIES | Standard | Serial | VAVCTR | 11 |  |  |  | Active |  | IN-BLR-ANANTA-VAV-1942_11 | uuid://b2f9a70f-bec4-4ed4-8066-673a6e42b55b | {"asset":{"guid":"uuid://b2f9a70f-bec4-4ed4-8066-673a6e42b55b","site":"in-blr-ananta","name":"vav-1942"}} | [6 empty] | BACnet MS/TP | 121942 | [23 empty] | Proxied Device | Good | KNND | 10 | N/A |  |  |  | neptronic_evcbseries | NEPTRONIC-EVCBSERIES
2363 | Building Management System | VAV-1943 | VAV-1943 | Neptronic | EVCB SERIES | Standard | Serial | VAVCTR | 11 |  |  |  | Active |  | IN-BLR-ANANTA-VAV-1943_11 | uuid://13dbb037-14c7-43e4-b6e2-a8d120fc45df | {"asset":{"guid":"uuid://13dbb037-14c7-43e4-b6e2-a8d120fc45df","site":"in-blr-ananta","name":"vav-1943"}} | [6 empty] | BACnet MS/TP | 121943 | [23 empty] | Proxied Device | Good | KNND | 10 | N/A |  |  |  | neptronic_evcbseries | NEPTRONIC-EVCBSERIES
2364 | Building Management System | VAV-1944 | VAV-1944 | Neptronic | EVCB SERIES | Standard | Serial | VAVCTR | 11 |  |  |  | Active |  | IN-BLR-ANANTA-VAV-1944_11 | uuid://a289ed67-23a7-4a4b-be6d-281f047d5d48 | {"asset":{"guid":"uuid://a289ed67-23a7-4a4b-be6d-281f047d5d48","site":"in-blr-ananta","name":"vav-1944"}} | [6 empty] | BACnet MS/TP | 121944 | [23 empty] | Proxied Device | Good | KNND | 10 | N/A |  |  |  | neptronic_evcbseries | NEPTRONIC-EVCBSERIES
2365 | Building Management System | VAV-1945 | VAV-1945 | Neptronic | EVCB SERIES | Standard | Serial | VAVCTR | 11 |  |  |  | Active |  | IN-BLR-ANANTA-VAV-1945_11 | uuid://ba23d656-9fce-4a11-9dc7-44cca5446bac | {"asset":{"guid":"uuid://ba23d656-9fce-4a11-9dc7-44cca5446bac","site":"in-blr-ananta","name":"vav-1945"}} | [6 empty] | BACnet MS/TP | 121945 | [23 empty] | Proxied Device | Good | KNND | 10 | N/A |  |  |  | neptronic_evcbseries | NEPTRONIC-EVCBSERIES
2366 | Building Management System | VAV-1946 | VAV-1946 | Neptronic | EVCB SERIES | Standard | Serial | VAVCTR | 11 |  |  |  | Active |  | IN-BLR-ANANTA-VAV-1946_11 | uuid://f9f8f506-7a95-4c0e-9dbb-6dd312da75f3 | {"asset":{"guid":"uuid://f9f8f506-7a95-4c0e-9dbb-6dd312da75f3","site":"in-blr-ananta","name":"vav-1946"}} | [6 empty] | BACnet MS/TP | 121946 | [23 empty] | Proxied Device | Good | KNND | 10 | N/A |  |  |  | neptronic_evcbseries | NEPTRONIC-EVCBSERIES
2367 | Building Management System | VAV-1947 | VAV-1947 | Neptronic | EVCB SERIES | Standard | Serial | VAVCTR | 11 |  |  |  | Active |  | IN-BLR-ANANTA-VAV-1947_11 | uuid://4d7d4504-e8fa-48e0-80fa-d337a53381f2 | {"asset":{"guid":"uuid://4d7d4504-e8fa-48e0-80fa-d337a53381f2","site":"in-blr-ananta","name":"vav-1947"}} | [6 empty] | BACnet MS/TP | 121947 | [23 empty] | Proxied Device | Good | KNND | 10 | N/A |  |  |  | neptronic_evcbseries | NEPTRONIC-EVCBSERIES
2368 | Building Management System | VAV-1948 | VAV-1948 | Neptronic | EVCB SERIES | Standard | Serial | VAVCTR | 11 |  |  |  | Active |  | IN-BLR-ANANTA-VAV-1948_11 | uuid://71903a49-d069-44a7-b497-37205f5c1d21 | {"asset":{"guid":"uuid://71903a49-d069-44a7-b497-37205f5c1d21","site":"in-blr-ananta","name":"vav-1948"}} | [6 empty] | BACnet MS/TP | 121948 | [23 empty] | Proxied Device | Good | KNND | 10 | N/A |  |  |  | neptronic_evcbseries | NEPTRONIC-EVCBSERIES
2369 | Building Management System | VAV-1949 | VAV-1949 | Neptronic | EVCB SERIES | Standard | Serial | VAVCTR | 11 |  |  |  | Active |  | IN-BLR-ANANTA-VAV-1949_11 | uuid://8442ea77-2446-4910-a370-45f8bd9415ca | {"asset":{"guid":"uuid://8442ea77-2446-4910-a370-45f8bd9415ca","site":"in-blr-ananta","name":"vav-1949"}} | [6 empty] | BACnet MS/TP | 121949 | [23 empty] | Proxied Device | Good | KNND | 10 | N/A |  |  |  | neptronic_evcbseries | NEPTRONIC-EVCBSERIES
2370 | Building Management System | VAV-1950 | VAV-1950 | Neptronic | EVCB SERIES | Standard | Serial | VAVCTR | 11 |  |  |  | Active |  | IN-BLR-ANANTA-VAV-1950_11 | uuid://d17f74d7-6cc1-45a2-8ac4-788cebd2f799 | {"asset":{"guid":"uuid://d17f74d7-6cc1-45a2-8ac4-788cebd2f799","site":"in-blr-ananta","name":"vav-1950"}} | [6 empty] | BACnet MS/TP | 121950 | [23 empty] | Proxied Device | Good | KNND | 10 | N/A |  |  |  | neptronic_evcbseries | NEPTRONIC-EVCBSERIES
2371 | Building Management System | VAV-1951 | VAV-1951 | Neptronic | EVCB SERIES | Standard | Serial | VAVCTR | 11 |  |  |  | Active |  | IN-BLR-ANANTA-VAV-1951_11 | uuid://de73a76c-ef8e-445d-9356-2b6d35a59f70 | {"asset":{"guid":"uuid://de73a76c-ef8e-445d-9356-2b6d35a59f70","site":"in-blr-ananta","name":"vav-1951"}} | [6 empty] | BACnet MS/TP | 121951 | [23 empty] | Proxied Device | Good | KNND | 10 | N/A |  |  |  | neptronic_evcbseries | NEPTRONIC-EVCBSERIES
2372 | Building Management System | VAV-1952 | VAV-1952 | Neptronic | EVCB SERIES | Standard | Serial | VAVCTR | 11 |  |  |  | Active |  | IN-BLR-ANANTA-VAV-1952_11 | uuid://17c7d6e4-4981-4505-9242-2e185ce057eb | {"asset":{"guid":"uuid://17c7d6e4-4981-4505-9242-2e185ce057eb","site":"in-blr-ananta","name":"vav-1952"}} | [6 empty] | BACnet MS/TP | 121952 | [23 empty] | Proxied Device | Good | KNND | 10 | N/A |  |  |  | neptronic_evcbseries | NEPTRONIC-EVCBSERIES
2373 | Building Management System | VAV-1953 | VAV-1953 | Neptronic | EVCB SERIES | Standard | Serial | VAVCTR | 11 |  |  |  | Active |  | IN-BLR-ANANTA-VAV-1953_11 | uuid://5f473b37-9ec9-4663-9e1b-f882faa50a5a | {"asset":{"guid":"uuid://5f473b37-9ec9-4663-9e1b-f882faa50a5a","site":"in-blr-ananta","name":"vav-1953"}} | [6 empty] | BACnet MS/TP | 121953 | [23 empty] | Proxied Device | Good | KNND | 10 | N/A |  |  |  | neptronic_evcbseries | NEPTRONIC-EVCBSERIES
2374 | Building Management System | VAV-1954 | VAV-1954 | Neptronic | EVCB SERIES | Standard | Serial | VAVCTR | 11 |  |  |  | Active |  | IN-BLR-ANANTA-VAV-1954_11 | uuid://8c024f40-1899-4858-9ce7-d7543cc0c538 | {"asset":{"guid":"uuid://8c024f40-1899-4858-9ce7-d7543cc0c538","site":"in-blr-ananta","name":"vav-1954"}} | [6 empty] | BACnet MS/TP | 121954 | [23 empty] | Proxied Device | Good | KNND | 10 | N/A |  |  |  | neptronic_evcbseries | NEPTRONIC-EVCBSERIES
2375 | Building Management System | VAV-1955 | VAV-1955 | Neptronic | EVCB SERIES | Standard | Serial | VAVCTR | 11 |  |  |  | Active |  | IN-BLR-ANANTA-VAV-1955_11 | uuid://bda37bdf-c97f-4343-bd67-d38c979c4584 | {"asset":{"guid":"uuid://bda37bdf-c97f-4343-bd67-d38c979c4584","site":"in-blr-ananta","name":"vav-1955"}} | [6 empty] | BACnet MS/TP | 121955 | [23 empty] | Proxied Device | Good | KNND | 10 | N/A |  |  |  | neptronic_evcbseries | NEPTRONIC-EVCBSERIES
2376 | Building Management System | VAV-1956 | VAV-1956 | Neptronic | EVCB SERIES | Standard | Serial | VAVCTR | 11 |  |  |  | Active |  | IN-BLR-ANANTA-VAV-1956_11 | uuid://5a2a82c2-d26d-46f3-8653-c2a21ea495e2 | {"asset":{"guid":"uuid://5a2a82c2-d26d-46f3-8653-c2a21ea495e2","site":"in-blr-ananta","name":"vav-1956"}} | [6 empty] | BACnet MS/TP | 121956 | [23 empty] | Proxied Device | Good | KNND | 10 | N/A |  |  |  | neptronic_evcbseries | NEPTRONIC-EVCBSERIES
2377 | Building Management System | VAV-1957 | VAV-1957 | Neptronic | EVCB SERIES | Standard | Serial | VAVCTR | 11 |  |  |  | Active |  | IN-BLR-ANANTA-VAV-1957_11 | uuid://9879ce42-0747-4e06-b639-7e262a147e29 | {"asset":{"guid":"uuid://9879ce42-0747-4e06-b639-7e262a147e29","site":"in-blr-ananta","name":"vav-1957"}} | [6 empty] | BACnet MS/TP | 121957 | [23 empty] | Proxied Device | Good | KNND | 10 | N/A |  |  | AHU ROOM-06 (AHU-11 & 12) TOP LEFT Loop - 2 | neptronic_evcbseries | NEPTRONIC-EVCBSERIES
2378 | Building Management System | VAV-1958 | VAV-1958 | Neptronic | EVCB SERIES | Standard | Serial | VAVCTR | 11 |  |  |  | Active |  | IN-BLR-ANANTA-VAV-1958_11 | uuid://922547df-9697-4865-a36d-d31c1218cc62 | {"asset":{"guid":"uuid://922547df-9697-4865-a36d-d31c1218cc62","site":"in-blr-ananta","name":"vav-1958"}} | [6 empty] | BACnet MS/TP | 121958 | [23 empty] | Proxied Device | Good | KNND | 10 | N/A |  |  |  | neptronic_evcbseries | NEPTRONIC-EVCBSERIES
2379 | Building Management System | VAV-1959 | VAV-1959 | Neptronic | EVCB SERIES | Standard | Serial | VAVCTR | 11 |  |  |  | Active |  | IN-BLR-ANANTA-VAV-1959_11 | uuid://c25268a9-f35b-4bf4-82f4-becda70989f1 | {"asset":{"guid":"uuid://c25268a9-f35b-4bf4-82f4-becda70989f1","site":"in-blr-ananta","name":"vav-1959"}} | [6 empty] | BACnet MS/TP | 121959 | [23 empty] | Proxied Device | Good | KNND | 10 | N/A |  |  |  | neptronic_evcbseries | NEPTRONIC-EVCBSERIES
2380 | Building Management System | VAV-1960 | VAV-1960 | Neptronic | EVCB SERIES | Standard | Serial | VAVCTR | 11 |  |  |  | Active |  | IN-BLR-ANANTA-VAV-1960_11 | uuid://7456551a-0671-4164-b7c0-42fcafbead25 | {"asset":{"guid":"uuid://7456551a-0671-4164-b7c0-42fcafbead25","site":"in-blr-ananta","name":"vav-1960"}} | [6 empty] | BACnet MS/TP | 121960 | [23 empty] | Proxied Device | Good | KNND | 10 | N/A |  |  |  | neptronic_evcbseries | NEPTRONIC-EVCBSERIES
2381 | Building Management System | VAV-1961 | VAV-1961 | Neptronic | EVCB SERIES | Standard | Serial | VAVCTR | 11 |  |  |  | Active |  | IN-BLR-ANANTA-VAV-1961_11 | uuid://73b77ce4-915d-4225-9029-6bc7d16018d1 | {"asset":{"guid":"uuid://73b77ce4-915d-4225-9029-6bc7d16018d1","site":"in-blr-ananta","name":"vav-1961"}} | [6 empty] | BACnet MS/TP | 121961 | [23 empty] | Proxied Device | Good | KNND | 10 | N/A |  |  |  | neptronic_evcbseries | NEPTRONIC-EVCBSERIES
2382 | Building Management System | VAV-1962 | VAV-1962 | Neptronic | EVCB SERIES | Standard | Serial | VAVCTR | 11 |  |  |  | Active |  | IN-BLR-ANANTA-VAV-1962_11 | uuid://fa43dc26-b880-418b-bda2-0bea2f19d9a3 | {"asset":{"guid":"uuid://fa43dc26-b880-418b-bda2-0bea2f19d9a3","site":"in-blr-ananta","name":"vav-1962"}} | [6 empty] | BACnet MS/TP | 121962 | [23 empty] | Proxied Device | Good | KNND | 10 | N/A |  |  |  | neptronic_evcbseries | NEPTRONIC-EVCBSERIES
2383 | Building Management System | VAV-1963 | VAV-1963 | Neptronic | EVCB SERIES | Standard | Serial | VAVCTR | 11 |  |  |  | Active |  | IN-BLR-ANANTA-VAV-1963_11 | uuid://be11d8cf-e05c-4622-879e-00d78597412e | {"asset":{"guid":"uuid://be11d8cf-e05c-4622-879e-00d78597412e","site":"in-blr-ananta","name":"vav-1963"}} | [6 empty] | BACnet MS/TP | 121963 | [23 empty] | Proxied Device | Good | KNND | 10 | N/A |  |  |  | neptronic_evcbseries | NEPTRONIC-EVCBSERIES
2384 | Building Management System | VAV-1964 | VAV-1964 | Neptronic | EVCB SERIES | Standard | Serial | VAVCTR | 11 |  |  |  | Active |  | IN-BLR-ANANTA-VAV-1964_11 | uuid://7bb181cb-1054-41d6-bda6-17f83a018aa2 | {"asset":{"guid":"uuid://7bb181cb-1054-41d6-bda6-17f83a018aa2","site":"in-blr-ananta","name":"vav-1964"}} | [6 empty] | BACnet MS/TP | 121964 | [23 empty] | Proxied Device | Good | KNND | 10 | N/A |  |  |  | neptronic_evcbseries | NEPTRONIC-EVCBSERIES
2385 | Building Management System | VAV-1965 | VAV-1965 | Neptronic | EVCB SERIES | Standard | Serial | VAVCTR | 11 |  |  |  | Active |  | IN-BLR-ANANTA-VAV-1965_11 | uuid://76bfe4a9-37f0-469f-b7ac-f90450c29159 | {"asset":{"guid":"uuid://76bfe4a9-37f0-469f-b7ac-f90450c29159","site":"in-blr-ananta","name":"vav-1965"}} | [6 empty] | BACnet MS/TP | 121965 | [23 empty] | Proxied Device | Good | KNND | 10 | N/A |  |  |  | neptronic_evcbseries | NEPTRONIC-EVCBSERIES
2386 | Building Management System | VAV-1966 | VAV-1966 | Neptronic | EVCB SERIES | Standard | Serial | VAVCTR | 11 |  |  |  | Active |  | IN-BLR-ANANTA-VAV-1966_11 | uuid://f2de4f70-cee4-4ba7-8244-f96886063fa4 | {"asset":{"guid":"uuid://f2de4f70-cee4-4ba7-8244-f96886063fa4","site":"in-blr-ananta","name":"vav-1966"}} | [6 empty] | BACnet MS/TP | 121966 | [23 empty] | Proxied Device | Good | KNND | 10 | N/A |  |  |  | neptronic_evcbseries | NEPTRONIC-EVCBSERIES
2387 | Building Management System | VAV-1967 | VAV-1967 | Neptronic | EVCB SERIES | Standard | Serial | VAVCTR | 11 |  |  |  | Active |  | IN-BLR-ANANTA-VAV-1967_11 | uuid://32378023-59d8-4627-848a-59b35f6cee46 | {"asset":{"guid":"uuid://32378023-59d8-4627-848a-59b35f6cee46","site":"in-blr-ananta","name":"vav-1967"}} | [6 empty] | BACnet MS/TP | 121967 | [23 empty] | Proxied Device | Good | KNND | 10 | N/A |  |  |  | neptronic_evcbseries | NEPTRONIC-EVCBSERIES
2388 | Building Management System | VAV-1968 | VAV-1968 | Neptronic | EVCB SERIES | Standard | Serial | VAVCTR | 11 |  |  |  | Active |  | IN-BLR-ANANTA-VAV-1968_11 | uuid://71a39d90-6d9f-400d-b8a0-c60ee746a6d7 | {"asset":{"guid":"uuid://71a39d90-6d9f-400d-b8a0-c60ee746a6d7","site":"in-blr-ananta","name":"vav-1968"}} | [6 empty] | BACnet MS/TP | 121968 | [23 empty] | Proxied Device | Good | KNND | 10 | N/A |  |  |  | neptronic_evcbseries | NEPTRONIC-EVCBSERIES
2389 | Building Management System | VAV-1969 | VAV-1969 | Neptronic | EVCB SERIES | Standard | Serial | VAVCTR | 11 |  |  |  | Active |  | IN-BLR-ANANTA-VAV-1969_11 | uuid://6320d62e-b5e7-458a-a20a-823127c3ed84 | {"asset":{"guid":"uuid://6320d62e-b5e7-458a-a20a-823127c3ed84","site":"in-blr-ananta","name":"vav-1969"}} | [6 empty] | BACnet MS/TP | 121969 | [23 empty] | Proxied Device | Good | KNND | 10 | N/A |  |  |  | neptronic_evcbseries | NEPTRONIC-EVCBSERIES
2390 | Building Management System | VAV-1970 | VAV-1970 | Neptronic | EVCB SERIES | Standard | Serial | VAVCTR | 11 |  |  |  | Active |  | IN-BLR-ANANTA-VAV-1970_11 | uuid://66a15362-62f9-4204-a436-58e922efbdfb | {"asset":{"guid":"uuid://66a15362-62f9-4204-a436-58e922efbdfb","site":"in-blr-ananta","name":"vav-1970"}} | [6 empty] | BACnet MS/TP | 121970 | [23 empty] | Proxied Device | Good | KNND | 10 | N/A |  |  |  | neptronic_evcbseries | NEPTRONIC-EVCBSERIES
2391 | Building Management System | VAV-1971 | VAV-1971 | Neptronic | EVCB SERIES | Standard | Serial | VAVCTR | 11 |  |  |  | Active |  | IN-BLR-ANANTA-VAV-1971_11 | uuid://9d4d3f2d-953b-402a-8e42-019f579b92c0 | {"asset":{"guid":"uuid://9d4d3f2d-953b-402a-8e42-019f579b92c0","site":"in-blr-ananta","name":"vav-1971"}} | [6 empty] | BACnet MS/TP | 121971 | [23 empty] | Proxied Device | Good | KNND | 10 | N/A |  |  |  | neptronic_evcbseries | NEPTRONIC-EVCBSERIES
2392 | Building Management System | VAV-1972 | VAV-1972 | Neptronic | EVCB SERIES | Standard | Serial | VAVCTR | 11 |  |  |  | Active |  | IN-BLR-ANANTA-VAV-1972_11 | uuid://96b76411-cdff-4e25-8d93-e8f1412936dc | {"asset":{"guid":"uuid://96b76411-cdff-4e25-8d93-e8f1412936dc","site":"in-blr-ananta","name":"vav-1972"}} | [6 empty] | BACnet MS/TP | 121972 | [23 empty] | Proxied Device | Good | KNND | 10 | N/A |  |  | AHU ROOM-06 (AHU-11 & 12) TOP LEFT Loop - 2 | neptronic_evcbseries | NEPTRONIC-EVCBSERIES
2393 | Building Management System | VAV-1973 | VAV-1973 | Neptronic | EVCB SERIES | Standard | Serial | VAVCTR | 11 |  |  |  | Active |  | IN-BLR-ANANTA-VAV-1973_11 | uuid://1aa30cc5-acde-4e0a-affc-f7cc99a83435 | {"asset":{"guid":"uuid://1aa30cc5-acde-4e0a-affc-f7cc99a83435","site":"in-blr-ananta","name":"vav-1973"}} | [6 empty] | BACnet MS/TP | 121973 | [23 empty] | Proxied Device | Good | KNND | 10 | N/A |  |  | AHU ROOM-07 (AHU-13) BOTTOM RIGHT(SINGLE AHU) Loop-1 | neptronic_evcbseries | NEPTRONIC-EVCBSERIES
2394 | Building Management System | VAV-1974 | VAV-1974 | Neptronic | EVCB SERIES | Standard | Serial | VAVCTR | 11 |  |  |  | Active |  | IN-BLR-ANANTA-VAV-1974_11 | uuid://41def74e-767b-4935-9c54-bc857061c5f4 | {"asset":{"guid":"uuid://41def74e-767b-4935-9c54-bc857061c5f4","site":"in-blr-ananta","name":"vav-1974"}} | [6 empty] | BACnet MS/TP | 121974 | [23 empty] | Proxied Device | Good | KNND | 10 | N/A |  |  | AHU ROOM-07 (AHU-13) BOTTOM RIGHT(SINGLE AHU) Loop-1 | neptronic_evcbseries | NEPTRONIC-EVCBSERIES
2395 | Building Management System | VAV-1975 | VAV-1975 | Neptronic | EVCB SERIES | Standard | Serial | VAVCTR | 11 |  |  |  | Active |  | IN-BLR-ANANTA-VAV-1975_11 | uuid://7102ecd6-fa6b-42ae-b316-b93d81ca805b | {"asset":{"guid":"uuid://7102ecd6-fa6b-42ae-b316-b93d81ca805b","site":"in-blr-ananta","name":"vav-1975"}} | [6 empty] | BACnet MS/TP | 121975 | [23 empty] | Proxied Device | Good | KNND | 10 | N/A |  |  | AHU ROOM-07 (AHU-13) BOTTOM RIGHT(SINGLE AHU) Loop-1 | neptronic_evcbseries | NEPTRONIC-EVCBSERIES
2396 | Building Management System | VAV-1976 | VAV-1976 | Neptronic | EVCB SERIES | Standard | Serial | VAVCTR | 11 |  |  |  | Active |  | IN-BLR-ANANTA-VAV-1976_11 | uuid://56759076-b2a0-4307-aa17-2f5e3a19069d | {"asset":{"guid":"uuid://56759076-b2a0-4307-aa17-2f5e3a19069d","site":"in-blr-ananta","name":"vav-1976"}} | [6 empty] | BACnet MS/TP | 121976 | [23 empty] | Proxied Device | Good | KNND | 10 | N/A |  |  | AHU ROOM-07 (AHU-13) BOTTOM RIGHT(SINGLE AHU) Loop-1 | neptronic_evcbseries | NEPTRONIC-EVCBSERIES
2397 | Building Management System | VAV-1977 | VAV-1977 | Neptronic | EVCB SERIES | Standard | Serial | VAVCTR | 11 |  |  |  | Active |  | IN-BLR-ANANTA-VAV-1977_11 | uuid://ddb0f6c0-8434-42e8-8187-398f31dc934f | {"asset":{"guid":"uuid://ddb0f6c0-8434-42e8-8187-398f31dc934f","site":"in-blr-ananta","name":"vav-1977"}} | [6 empty] | BACnet MS/TP | 121977 | [23 empty] | Proxied Device | Good | KNND | 10 | N/A |  |  | AHU ROOM-07 (AHU-13) BOTTOM RIGHT(SINGLE AHU) Loop-1 | neptronic_evcbseries | NEPTRONIC-EVCBSERIES
2398 | Building Management System | VAV-1978 | VAV-1978 | Neptronic | EVCB SERIES | Standard | Serial | VAVCTR | 11 |  |  |  | Active |  | IN-BLR-ANANTA-VAV-1978_11 | uuid://418c58ef-9ede-4d6c-9723-3bfbcef31c6c | {"asset":{"guid":"uuid://418c58ef-9ede-4d6c-9723-3bfbcef31c6c","site":"in-blr-ananta","name":"vav-1978"}} | [6 empty] | BACnet MS/TP | 121978 | [23 empty] | Proxied Device | Good | KNND | 10 | N/A |  |  | AHU ROOM-07 (AHU-13) BOTTOM RIGHT(SINGLE AHU) Loop-1 | neptronic_evcbseries | NEPTRONIC-EVCBSERIES
2399 | Building Management System | VAV-1979 | VAV-1979 | Neptronic | EVCB SERIES | Standard | Serial | VAVCTR | 11 |  |  |  | Active |  | IN-BLR-ANANTA-VAV-1979_11 | uuid://a798eb6a-65e0-4e9e-8cb5-b484d30e66dd | {"asset":{"guid":"uuid://a798eb6a-65e0-4e9e-8cb5-b484d30e66dd","site":"in-blr-ananta","name":"vav-1979"}} | [6 empty] | BACnet MS/TP | 121979 | [23 empty] | Proxied Device | Good | KNND | 10 | N/A |  |  | AHU ROOM-07 (AHU-13) BOTTOM RIGHT(SINGLE AHU) Loop-1 | neptronic_evcbseries | NEPTRONIC-EVCBSERIES
2400 | Building Management System | VAV-1980 | VAV-1980 | Neptronic | EVCB SERIES | Standard | Serial | VAVCTR | 11 |  |  |  | Active |  | IN-BLR-ANANTA-VAV-1980_11 | uuid://9101fcae-7348-44e6-9edb-02863470f782 | {"asset":{"guid":"uuid://9101fcae-7348-44e6-9edb-02863470f782","site":"in-blr-ananta","name":"vav-1980"}} | [6 empty] | BACnet MS/TP | 121980 | [23 empty] | Proxied Device | Good | KNND | 10 | N/A |  |  | AHU ROOM-07 (AHU-13) BOTTOM RIGHT(SINGLE AHU) Loop-1 | neptronic_evcbseries | NEPTRONIC-EVCBSERIES
2401 | Building Management System | VAV-1981 | VAV-1981 | Neptronic | EVCB SERIES | Standard | Serial | VAVCTR | 11 |  |  |  | Active |  | IN-BLR-ANANTA-VAV-1981_11 | uuid://fe1d3b55-31d5-4eab-a87a-4fdc3448d515 | {"asset":{"guid":"uuid://fe1d3b55-31d5-4eab-a87a-4fdc3448d515","site":"in-blr-ananta","name":"vav-1981"}} | [6 empty] | BACnet MS/TP | 121981 | [23 empty] | Proxied Device | Good | KNND | 10 | N/A |  |  | AHU ROOM-07 (AHU-13) BOTTOM RIGHT(SINGLE AHU) Loop-1 | neptronic_evcbseries | NEPTRONIC-EVCBSERIES
2402 | Building Management System | VAV-1982 | VAV-1982 | Neptronic | EVCB SERIES | Standard | Serial | VAVCTR | 11 |  |  |  | Active |  | IN-BLR-ANANTA-VAV-1982_11 | uuid://a7d1ab88-8058-4a26-ba73-fd092f7f1d83 | {"asset":{"guid":"uuid://a7d1ab88-8058-4a26-ba73-fd092f7f1d83","site":"in-blr-ananta","name":"vav-1982"}} | [6 empty] | BACnet MS/TP | 121982 | [23 empty] | Proxied Device | Good | KNND | 10 | N/A |  |  | AHU ROOM-07 (AHU-13) BOTTOM RIGHT(SINGLE AHU) Loop-1 | neptronic_evcbseries | NEPTRONIC-EVCBSERIES
2403 | Building Management System | VAV-1983 | VAV-1983 | Neptronic | EVCB SERIES | Standard | Serial | VAVCTR | 11 |  |  |  | Active |  | IN-BLR-ANANTA-VAV-1983_11 | uuid://bc6fc8a7-3c6e-49d7-a84f-f21c27dad063 | {"asset":{"guid":"uuid://bc6fc8a7-3c6e-49d7-a84f-f21c27dad063","site":"in-blr-ananta","name":"vav-1983"}} | [6 empty] | BACnet MS/TP | 121983 | [23 empty] | Proxied Device | Good | KNND | 10 | N/A |  |  | AHU ROOM-07 (AHU-13) BOTTOM RIGHT(SINGLE AHU) Loop-1 | neptronic_evcbseries | NEPTRONIC-EVCBSERIES
2404 | Building Management System | VAV-1984 | VAV-1984 | Neptronic | EVCB SERIES | Standard | Serial | VAVCTR | 11 |  |  |  | Active |  | IN-BLR-ANANTA-VAV-1984_11 | uuid://24fbbd9e-c70f-4ef3-9c16-c5766b3a8baf | {"asset":{"guid":"uuid://24fbbd9e-c70f-4ef3-9c16-c5766b3a8baf","site":"in-blr-ananta","name":"vav-1984"}} | [6 empty] | BACnet MS/TP | 121984 | [23 empty] | Proxied Device | Good | KNND | 10 | N/A |  |  | AHU ROOM-07 (AHU-13) BOTTOM RIGHT(SINGLE AHU) Loop-1 | neptronic_evcbseries | NEPTRONIC-EVCBSERIES
2405 | Building Management System | VAV-1985 | VAV-1985 | Neptronic | EVCB SERIES | Standard | Serial | VAVCTR | 11 |  |  |  | Active |  | IN-BLR-ANANTA-VAV-1985_11 | uuid://9a908b97-5e3e-4d63-82a5-cf76c797bc60 | {"asset":{"guid":"uuid://9a908b97-5e3e-4d63-82a5-cf76c797bc60","site":"in-blr-ananta","name":"vav-1985"}} | [6 empty] | BACnet MS/TP | 121985 | [23 empty] | Proxied Device | Good | KNND | 10 | N/A |  |  | AHU ROOM-07 (AHU-13) BOTTOM RIGHT(SINGLE AHU) Loop-1 | neptronic_evcbseries | NEPTRONIC-EVCBSERIES
2406 | Building Management System | VAV-1986 | VAV-1986 | Neptronic | EVCB SERIES | Standard | Serial | VAVCTR | 11 |  |  |  | Active |  | IN-BLR-ANANTA-VAV-1986_11 | uuid://66be4453-966e-4cab-89d1-84ef162f6f6a | {"asset":{"guid":"uuid://66be4453-966e-4cab-89d1-84ef162f6f6a","site":"in-blr-ananta","name":"vav-1986"}} | [6 empty] | BACnet MS/TP | 121986 | [23 empty] | Proxied Device | Good | KNND | 10 | N/A |  |  | AHU ROOM-07 (AHU-13) BOTTOM RIGHT(SINGLE AHU) Loop-1 | neptronic_evcbseries | NEPTRONIC-EVCBSERIES
2407 | Building Management System | VAV-1987 | VAV-1987 | Neptronic | EVCB SERIES | Standard | Serial | VAVCTR | 11 |  |  |  | Active |  | IN-BLR-ANANTA-VAV-1987_11 | uuid://8f4d1549-96a3-477e-957e-b152f302c017 | {"asset":{"guid":"uuid://8f4d1549-96a3-477e-957e-b152f302c017","site":"in-blr-ananta","name":"vav-1987"}} | [6 empty] | BACnet MS/TP | 121987 | [23 empty] | Proxied Device | Good | KNND | 10 | N/A |  |  | AHU ROOM-07 (AHU-13) BOTTOM RIGHT(SINGLE AHU) Loop-1 | neptronic_evcbseries | NEPTRONIC-EVCBSERIES
2408 | Building Management System | VAV-1988 | VAV-1988 | Neptronic | EVCB SERIES | Standard | Serial | VAVCTR | 11 |  |  |  | Active |  | IN-BLR-ANANTA-VAV-1988_11 | uuid://22cf0202-9d99-4937-b6af-05c7264d99f1 | {"asset":{"guid":"uuid://22cf0202-9d99-4937-b6af-05c7264d99f1","site":"in-blr-ananta","name":"vav-1988"}} | [6 empty] | BACnet MS/TP | 121988 | [23 empty] | Proxied Device | Good | KNND | 10 | N/A |  |  | AHU ROOM-07 (AHU-13) BOTTOM RIGHT(SINGLE AHU) Loop-1 | neptronic_evcbseries | NEPTRONIC-EVCBSERIES
2409 | Building Management System | VAV-1989 | VAV-1989 | Neptronic | EVCB SERIES | Standard | Serial | VAVCTR | 11 |  |  |  | Active |  | IN-BLR-ANANTA-VAV-1989_11 | uuid://89097c5b-a28e-4210-bb5f-0e00562045d1 | {"asset":{"guid":"uuid://89097c5b-a28e-4210-bb5f-0e00562045d1","site":"in-blr-ananta","name":"vav-1989"}} | [6 empty] | BACnet MS/TP | 121989 | [23 empty] | Proxied Device | Good | KNND | 10 | N/A |  |  | AHU ROOM-07 (AHU-13) BOTTOM RIGHT(SINGLE AHU) Loop-1 | neptronic_evcbseries | NEPTRONIC-EVCBSERIES
2410 | Building Management System | VAV-1990 | VAV-1990 | Neptronic | EVCB SERIES | Standard | Serial | VAVCTR | 11 |  |  |  | Active |  | IN-BLR-ANANTA-VAV-1990_11 | uuid://d6b1ed40-d273-433e-b8ba-6d8325f3ba01 | {"asset":{"guid":"uuid://d6b1ed40-d273-433e-b8ba-6d8325f3ba01","site":"in-blr-ananta","name":"vav-1990"}} | [6 empty] | BACnet MS/TP | 121990 | [23 empty] | Proxied Device | Good | KNND | 10 | N/A |  |  | AHU ROOM-07 (AHU-13) BOTTOM RIGHT(SINGLE AHU) Loop-1 | neptronic_evcbseries | NEPTRONIC-EVCBSERIES
2411 | Building Management System | EM-1 | EM-1 | SCHNEIDER | PM2200 | Standard | Serial | EM | B1 | B1I99 |  |  | Active | Yes | IN-BLR-ANANTA-EM-1_B1 | uuid://a4da800f-a7b7-47f6-8161-4d2faffab949 | {"asset":{"guid":"uuid://a4da800f-a7b7-47f6-8161-4d2faffab949","site":"in-blr-ananta","name":"em-1"}} | Micron | [5 empty] | Modbus RTU |  |  | 2 |  |  | None | [17 empty] | HLI-4 | Proxied Device | Good | Micron | 10 | N/A |  | WS/Facilities |  | schneider_pm2200 | SCHNEIDER-PM2200
2412 | Building Management System | EM-2 | EM-2 | SCHNEIDER | EASYLOGIC EM6436H RS | Standard | Serial | EM | B1 | B1I99 |  |  | Active | Yes | IN-BLR-ANANTA-EM-2_B1 | uuid://e576d9e1-d410-4e55-976c-787d3571b9f6 | {"asset":{"guid":"uuid://e576d9e1-d410-4e55-976c-787d3571b9f6","site":"in-blr-ananta","name":"em-2"}} | Micron | [5 empty] | Modbus RTU |  |  | 3 | [20 empty] | HLI-4 | Proxied Device | Good | Micron | 10 | N/A |  | WS/Facilities |  | schneider_easylogicem6436hrs | SCHNEIDER-EASYLOGICEM6436HRS
2413 | Building Management System | EM-3 | EM-3 | SCHNEIDER | EASYLOGIC EM6436H RS | Standard | Serial | EM | B1 | B1I99 |  |  | Active | Yes | IN-BLR-ANANTA-EM-3_B1 | uuid://3adfd422-e637-421a-a188-da44d447cc28 | {"asset":{"guid":"uuid://3adfd422-e637-421a-a188-da44d447cc28","site":"in-blr-ananta","name":"em-3"}} | Micron | [5 empty] | Modbus RTU |  |  | 4 | [20 empty] | HLI-4 | Proxied Device | Good | Micron | 10 | N/A |  | WS/Facilities |  | schneider_easylogicem6436hrs | SCHNEIDER-EASYLOGICEM6436HRS
2414 | Building Management System | EM-4 | EM-4 | SCHNEIDER | EASYLOGIC EM6436H RS | Standard | Serial | EM | B1 | B1I99 |  |  | Active | Yes | IN-BLR-ANANTA-EM-4_B1 | uuid://2efe55a7-a47b-42ec-ab34-2eb44492ba57 | {"asset":{"guid":"uuid://2efe55a7-a47b-42ec-ab34-2eb44492ba57","site":"in-blr-ananta","name":"em-4"}} | Micron | [5 empty] | Modbus RTU |  |  | 5 | [20 empty] | HLI-4 | Proxied Device | Good | Micron | 10 | N/A |  | WS/Facilities |  | schneider_easylogicem6436hrs | SCHNEIDER-EASYLOGICEM6436HRS
2415 | Building Management System | EM-5 | EM-5 | SCHNEIDER | PM2200 | Standard | Serial | EM | B1 | B1I99 |  |  | Active | Yes | IN-BLR-ANANTA-EM-5_B1 | uuid://38a6d2cc-2d65-474a-9750-ef0b710da56b | {"asset":{"guid":"uuid://38a6d2cc-2d65-474a-9750-ef0b710da56b","site":"in-blr-ananta","name":"em-5"}} | Micron | [5 empty] | Modbus RTU |  |  | 6 | [20 empty] | HLI-4 | Proxied Device | Good | Micron | 10 | N/A |  | WS/Facilities |  | schneider_pm2200 | SCHNEIDER-PM2200
2416 | Building Management System | EM-6 | EM-6 | SCHNEIDER | PM2200 | Standard | Serial | EM | G | GC26 |  |  | Active | Yes | IN-BLR-ANANTA-EM-6_G | uuid://b14171be-dab2-4c5d-a5c6-1af5569bbda4 | {"asset":{"guid":"uuid://b14171be-dab2-4c5d-a5c6-1af5569bbda4","site":"in-blr-ananta","name":"em-6"}} | Micron | [5 empty] | Modbus RTU |  |  | 2 | [20 empty] | HLI-7 | Proxied Device | Good | Micron | 10 | N/A |  | WS/Facilities |  | schneider_pm2200 | SCHNEIDER-PM2200
2417 | Building Management System | EM-7 | EM-7 | SCHNEIDER | PM2200 | Standard | Serial | EM | G | GC26 |  |  | Active | Yes | IN-BLR-ANANTA-EM-7_G | uuid://415adcbc-c22a-43f5-9a22-8ed25ee47c67 | {"asset":{"guid":"uuid://415adcbc-c22a-43f5-9a22-8ed25ee47c67","site":"in-blr-ananta","name":"em-7"}} | Micron | [5 empty] | Modbus RTU |  |  | 3 | [20 empty] | HLI-7 | Proxied Device | Good | Micron | 10 | N/A |  | WS/Facilities |  | schneider_pm2200 | SCHNEIDER-PM2200
2418 | Building Management System | EM-8 | EM-8 | SCHNEIDER | PM2200 | Standard | Serial | EM | G | GC26 |  |  | Active | Yes | IN-BLR-ANANTA-EM-8_G | uuid://779a7175-3dde-481c-9592-ed0adfccd2ae | {"asset":{"guid":"uuid://779a7175-3dde-481c-9592-ed0adfccd2ae","site":"in-blr-ananta","name":"em-8"}} | Micron | [5 empty] | Modbus RTU |  |  | 4 | [20 empty] | HLI-7 | Proxied Device | Good | Micron | 10 | N/A |  | WS/Facilities |  | schneider_pm2200 | SCHNEIDER-PM2200
2419 | Building Management System | EM-9 | EM-9 | SCHNEIDER | PM2200 | Standard | Serial | EM | G | GC26 |  |  | Active | Yes | IN-BLR-ANANTA-EM-9_G | uuid://198a7d48-fe7a-4d0e-85a7-ce9917739525 | {"asset":{"guid":"uuid://198a7d48-fe7a-4d0e-85a7-ce9917739525","site":"in-blr-ananta","name":"em-9"}} | Micron | [5 empty] | Modbus RTU |  |  | 5 | [20 empty] | HLI-7 | Proxied Device | Good | Micron | 10 | N/A |  | WS/Facilities |  | schneider_pm2200 | SCHNEIDER-PM2200
2420 | Building Management System | EM-10 | EM-10 | SCHNEIDER | PM2200 | Standard | Serial | EM | G | GC26 |  |  | Active | Yes | IN-BLR-ANANTA-EM-10_G | uuid://8b0a2504-2727-4728-93a5-de4cea0f8d40 | {"asset":{"guid":"uuid://8b0a2504-2727-4728-93a5-de4cea0f8d40","site":"in-blr-ananta","name":"em-10"}} | Micron | [5 empty] | Modbus RTU |  |  | 6 | [20 empty] | HLI-7 | Proxied Device | Good | Micron | 10 | N/A |  | WS/Facilities |  | schneider_pm2200 | SCHNEIDER-PM2200
2421 | Building Management System | EM-11 | EM-11 | SCHNEIDER | PM2200 | Standard | Serial | EM | G | GD24 |  |  | Active | Yes | IN-BLR-ANANTA-EM-11_G | uuid://ef4729bb-f1e4-4693-b5e7-71f8f0998e8a | {"asset":{"guid":"uuid://ef4729bb-f1e4-4693-b5e7-71f8f0998e8a","site":"in-blr-ananta","name":"em-11"}} | Micron | [5 empty] | Modbus RTU |  |  | 2 | [20 empty] | HLI-5 | Proxied Device | Good | Micron | 10 | N/A |  | WS/Facilities |  | schneider_pm2200 | SCHNEIDER-PM2200
2422 | Building Management System | EM-12 | EM-12 | SCHNEIDER | PM2200 | Standard | Serial | EM | G | GD24 |  |  | Active | Yes | IN-BLR-ANANTA-EM-12_G | uuid://ac42cee8-479f-4179-b681-3b9390379a0c | {"asset":{"guid":"uuid://ac42cee8-479f-4179-b681-3b9390379a0c","site":"in-blr-ananta","name":"em-12"}} | Micron | [5 empty] | Modbus RTU |  |  | 3 | [20 empty] | HLI-5 | Proxied Device | Good | Micron | 10 | N/A |  | WS/Facilities |  | schneider_pm2200 | SCHNEIDER-PM2200
2423 | Building Management System | EM-13 | EM-13 | SCHNEIDER | PM2200 | Standard | Serial | EM | G | GD24 |  |  | Active | Yes | IN-BLR-ANANTA-EM-13_G | uuid://24ca14ce-1a64-4100-aa66-01fc1a718581 | {"asset":{"guid":"uuid://24ca14ce-1a64-4100-aa66-01fc1a718581","site":"in-blr-ananta","name":"em-13"}} | Micron | [5 empty] | Modbus RTU |  |  | 4 | [20 empty] | HLI-5 | Proxied Device | Good | Micron | 10 | N/A |  | WS/Facilities |  | schneider_pm2200 | SCHNEIDER-PM2200
2424 | Building Management System | EM-14 | EM-14 | SCHNEIDER | PM2200 | Standard | Serial | EM | G | GD24 |  |  | Active | Yes | IN-BLR-ANANTA-EM-14_G | uuid://24cab94d-1393-492e-b990-e361af002780 | {"asset":{"guid":"uuid://24cab94d-1393-492e-b990-e361af002780","site":"in-blr-ananta","name":"em-14"}} | Micron | [5 empty] | Modbus RTU |  |  | 5 | [20 empty] | HLI-5 | Proxied Device | Good | Micron | 10 | N/A |  | WS/Facilities |  | schneider_pm2200 | SCHNEIDER-PM2200
2425 | Building Management System | EM-15 | EM-15 | SCHNEIDER | PM2200 | Standard | Serial | EM | G | GD24 |  |  | Active | Yes | IN-BLR-ANANTA-EM-15_G | uuid://3e88fafb-5d93-403e-b05a-c90d4fa12610 | {"asset":{"guid":"uuid://3e88fafb-5d93-403e-b05a-c90d4fa12610","site":"in-blr-ananta","name":"em-15"}} | Micron | [5 empty] | Modbus RTU |  |  | 6 | [20 empty] | HLI-5 | Proxied Device | Good | Micron | 10 | N/A |  | WS/Facilities |  | schneider_pm2200 | SCHNEIDER-PM2200
2426 | Building Management System | EM-16 | EM-16 | SCHNEIDER | PM2200 | Standard | Serial | EM | 1 | 170 |  |  | Active | Yes | IN-BLR-ANANTA-EM-16_1 | uuid://a938830f-8808-470b-94f2-47d4774cf74e | {"asset":{"guid":"uuid://a938830f-8808-470b-94f2-47d4774cf74e","site":"in-blr-ananta","name":"em-16"}} | Micron | [5 empty] | Modbus RTU |  |  | 2 | [20 empty] | HLI-13 | Proxied Device | Good | Micron | 10 | N/A |  | WS/Facilities |  | schneider_pm2200 | SCHNEIDER-PM2200
2427 | Building Management System | EM-17 | EM-17 | SCHNEIDER | PM2200 | Standard | Serial | EM | 1 | 170 |  |  | Active | Yes | IN-BLR-ANANTA-EM-17_1 | uuid://f3e4ec8b-3235-4012-9cd1-29a43d2a4fad | {"asset":{"guid":"uuid://f3e4ec8b-3235-4012-9cd1-29a43d2a4fad","site":"in-blr-ananta","name":"em-17"}} | Micron | [5 empty] | Modbus RTU |  |  | 3 | [20 empty] | HLI-13 | Proxied Device | Good | Micron | 10 | N/A |  | WS/Facilities |  | schneider_pm2200 | SCHNEIDER-PM2200
2428 | Building Management System | EM-18 | EM-18 | SCHNEIDER | PM2200 | Standard | Serial | EM | 1 | IB27 |  |  | Active | Yes | IN-BLR-ANANTA-EM-18_1 | uuid://08690d5a-4b5b-4e57-91e5-4961b40d0bee | {"asset":{"guid":"uuid://08690d5a-4b5b-4e57-91e5-4961b40d0bee","site":"in-blr-ananta","name":"em-18"}} | Micron | [5 empty] | Modbus RTU |  |  | 4 | [20 empty] | HLI-13 | Proxied Device | Good | Micron | 10 | N/A |  | WS/Facilities |  | schneider_pm2200 | SCHNEIDER-PM2200
2429 | Building Management System | EM-19 | EM-19 | SCHNEIDER | PM2200 | Standard | Serial | EM | 1 | 182 |  |  | Active | Yes | IN-BLR-ANANTA-EM-19_1 | uuid://7392fc2d-6106-435a-b6a2-fe6d1c9792e0 | {"asset":{"guid":"uuid://7392fc2d-6106-435a-b6a2-fe6d1c9792e0","site":"in-blr-ananta","name":"em-19"}} | Micron | [5 empty] | Modbus RTU |  |  | 5 | [20 empty] | HLI-16 | Proxied Device | Good | Micron | 10 | N/A |  | WS/Facilities |  | schneider_pm2200 | SCHNEIDER-PM2200
2430 | Building Management System | EM-20 | EM-20 | SCHNEIDER | PM2200 | Standard | Serial | EM | 1 | 182 |  |  | Active | Yes | IN-BLR-ANANTA-EM-20_1 | uuid://b12eb63a-02d6-4c7e-b40b-bcd47b3f3d86 | {"asset":{"guid":"uuid://b12eb63a-02d6-4c7e-b40b-bcd47b3f3d86","site":"in-blr-ananta","name":"em-20"}} | Micron | [5 empty] | Modbus RTU |  |  | 6 | [20 empty] | HLI-16 | Proxied Device | Good | Micron | 10 | N/A |  | WS/Facilities |  | schneider_pm2200 | SCHNEIDER-PM2200
2431 | Building Management System | EM-21 | EM-21 | SCHNEIDER | PM2200 | Standard | Serial | EM | 2 | 270 |  |  | Active | Yes | IN-BLR-ANANTA-EM-21_2 | uuid://af53d373-fe62-40f1-b717-2537110f1209 | {"asset":{"guid":"uuid://af53d373-fe62-40f1-b717-2537110f1209","site":"in-blr-ananta","name":"em-21"}} | Micron | [5 empty] | Modbus RTU |  |  | 2 | [20 empty] | HLI-18 | Proxied Device | Good | Micron | 10 | N/A |  | WS/Facilities |  | schneider_pm2200 | SCHNEIDER-PM2200
2432 | Building Management System | EM-22 | EM-22 | SCHNEIDER | PM2200 | Standard | Serial | EM | 2 | 270 |  |  | Active | Yes | IN-BLR-ANANTA-EM-22_2 | uuid://26dc872d-ef89-47ab-8aad-32af1b90a0ba | {"asset":{"guid":"uuid://26dc872d-ef89-47ab-8aad-32af1b90a0ba","site":"in-blr-ananta","name":"em-22"}} | Micron | [5 empty] | Modbus RTU |  |  | 3 | [20 empty] | HLI-18 | Proxied Device | Good | Micron | 10 | N/A |  | WS/Facilities |  | schneider_pm2200 | SCHNEIDER-PM2200
2433 | Building Management System | EM-23 | EM-23 | SCHNEIDER | PM2200 | Standard | Serial | EM | 2 | 205 |  |  | Active | Yes | IN-BLR-ANANTA-EM-23_2 | uuid://11ca21a3-cd7f-4a9f-97a9-918552479e05 | {"asset":{"guid":"uuid://11ca21a3-cd7f-4a9f-97a9-918552479e05","site":"in-blr-ananta","name":"em-23"}} | Micron | [5 empty] | Modbus RTU |  |  | 4 | [20 empty] | HLI-18 | Proxied Device | Good | Micron | 10 | N/A |  | WS/Facilities |  | schneider_pm2200 | SCHNEIDER-PM2200
2434 | Building Management System | EM-24 | EM-24 | SCHNEIDER | PM2200 | Standard | Serial | EM | 2 | 256 |  |  | Active | Yes | IN-BLR-ANANTA-EM-24_2 | uuid://92a5030e-2b6e-413b-8623-d3a5dcc2b5da | {"asset":{"guid":"uuid://92a5030e-2b6e-413b-8623-d3a5dcc2b5da","site":"in-blr-ananta","name":"em-24"}} | Micron | [5 empty] | Modbus RTU |  |  | 5 | [20 empty] | HLI-18 | Proxied Device | Good | Micron | 10 | N/A |  | WS/Facilities |  | schneider_pm2200 | SCHNEIDER-PM2200
2435 | Building Management System | EM-25 | EM-25 | SCHNEIDER | PM2200 | Standard | Serial | EM | 2 | 282 |  |  | Active | Yes | IN-BLR-ANANTA-EM-25_2 | uuid://c1e3a0c0-6bd1-4a86-a30f-1d63d9e59b14 | {"asset":{"guid":"uuid://c1e3a0c0-6bd1-4a86-a30f-1d63d9e59b14","site":"in-blr-ananta","name":"em-25"}} | Micron | [5 empty] | Modbus RTU |  |  | 6 | [20 empty] | HLI-18 | Proxied Device | Good | Micron | 10 | N/A |  | WS/Facilities |  | schneider_pm2200 | SCHNEIDER-PM2200
2436 | Building Management System | EM-26 | EM-26 | SCHNEIDER | PM2200 | Standard | Serial | EM | 2 | 282 |  |  | Active | Yes | IN-BLR-ANANTA-EM-26_2 | uuid://6891a95e-322a-4adc-ba01-68b2b4fb6d3f | {"asset":{"guid":"uuid://6891a95e-322a-4adc-ba01-68b2b4fb6d3f","site":"in-blr-ananta","name":"em-26"}} | Micron | [5 empty] | Modbus RTU |  |  | 7 | [20 empty] | HLI-18 | Proxied Device | Good | Micron | 10 | N/A |  | WS/Facilities |  | schneider_pm2200 | SCHNEIDER-PM2200
2437 | Building Management System | EM-27 | EM-27 | SCHNEIDER | PM2200 | Standard | Serial | EM | 3 | 370 |  |  | Active | Yes | IN-BLR-ANANTA-EM-27_3 | uuid://a547908e-64c9-4722-903e-1fe1d2631457 | {"asset":{"guid":"uuid://a547908e-64c9-4722-903e-1fe1d2631457","site":"in-blr-ananta","name":"em-27"}} | Micron | [5 empty] | Modbus RTU |  |  | 2 | [20 empty] | HLI-26 | Proxied Device | Good | Micron | 10 | N/A |  | WS/Facilities |  | schneider_pm2200 | SCHNEIDER-PM2200
2438 | Building Management System | EM-28 | EM-28 | SCHNEIDER | PM2200 | Standard | Serial | EM | 3 | 370 |  |  | Active | Yes | IN-BLR-ANANTA-EM-28_3 | uuid://516480ba-88c9-437e-bb4a-28cd1d2a71de | {"asset":{"guid":"uuid://516480ba-88c9-437e-bb4a-28cd1d2a71de","site":"in-blr-ananta","name":"em-28"}} | Micron | [5 empty] | Modbus RTU |  |  | 3 | [20 empty] | HLI-26 | Proxied Device | Good | Micron | 10 | N/A |  | WS/Facilities |  | schneider_pm2200 | SCHNEIDER-PM2200
2439 | Building Management System | EM-29 | EM-29 | SCHNEIDER | PM2200 | Standard | Serial | EM | 3 | 305 |  |  | Active | Yes | IN-BLR-ANANTA-EM-29_3 | uuid://ab9abafc-e586-4f05-9366-566356487a28 | {"asset":{"guid":"uuid://ab9abafc-e586-4f05-9366-566356487a28","site":"in-blr-ananta","name":"em-29"}} | Micron | [5 empty] | Modbus RTU |  |  | 4 | [20 empty] | HLI-26 | Proxied Device | Good | Micron | 10 | N/A |  | WS/Facilities |  | schneider_pm2200 | SCHNEIDER-PM2200
2440 | Building Management System | EM-30 | EM-30 | SCHNEIDER | PM2200 | Standard | Serial | EM | 3 | 356 |  |  | Active | Yes | IN-BLR-ANANTA-EM-30_3 | uuid://5ad21117-c0eb-4e32-8e51-927f53dfced5 | {"asset":{"guid":"uuid://5ad21117-c0eb-4e32-8e51-927f53dfced5","site":"in-blr-ananta","name":"em-30"}} | Micron | [5 empty] | Modbus RTU |  |  | 5 | [20 empty] | HLI-26 | Proxied Device | Good | Micron | 10 | N/A |  | WS/Facilities |  | schneider_pm2200 | SCHNEIDER-PM2200
2441 | Building Management System | EM-31 | EM-31 | SCHNEIDER | PM2200 | Standard | Serial | EM | 3 | 382 |  |  | Active | Yes | IN-BLR-ANANTA-EM-31_3 | uuid://9284c760-590d-4abb-afe6-68225f84f939 | {"asset":{"guid":"uuid://9284c760-590d-4abb-afe6-68225f84f939","site":"in-blr-ananta","name":"em-31"}} | Micron | [5 empty] | Modbus RTU |  |  | 6 | [20 empty] | HLI-26 | Proxied Device | Good | Micron | 10 | N/A |  | WS/Facilities |  | schneider_pm2200 | SCHNEIDER-PM2200
2442 | Building Management System | EM-32 | EM-32 | SCHNEIDER | PM2200 | Standard | Serial | EM | 3 | 382 |  |  | Active | Yes | IN-BLR-ANANTA-EM-32_3 | uuid://35d0980a-71ab-485e-a813-cec2366dffac | {"asset":{"guid":"uuid://35d0980a-71ab-485e-a813-cec2366dffac","site":"in-blr-ananta","name":"em-32"}} | Micron | [5 empty] | Modbus RTU |  |  | 7 | [20 empty] | HLI-26 | Proxied Device | Good | Micron | 10 | N/A |  | WS/Facilities |  | schneider_pm2200 | SCHNEIDER-PM2200
2443 | Building Management System | EM-33 | EM-33 | SCHNEIDER | PM2200 | Standard | Serial | EM | 4 | 470 |  |  | Active | Yes | IN-BLR-ANANTA-EM-33_4 | uuid://3b9d82af-9cf1-453e-b46e-914efe4f61d6 | {"asset":{"guid":"uuid://3b9d82af-9cf1-453e-b46e-914efe4f61d6","site":"in-blr-ananta","name":"em-33"}} | Micron | [5 empty] | Modbus RTU |  |  | 2 | [20 empty] | HLI-33 | Proxied Device | Good | Micron | 10 | N/A |  | WS/Facilities |  | schneider_pm2200 | SCHNEIDER-PM2200
2444 | Building Management System | EM-34 | EM-34 | SCHNEIDER | PM2200 | Standard | Serial | EM | 4 | 470 |  |  | Active | Yes | IN-BLR-ANANTA-EM-34_4 | uuid://4d87fb04-29f2-48f2-910b-4adde35a504f | {"asset":{"guid":"uuid://4d87fb04-29f2-48f2-910b-4adde35a504f","site":"in-blr-ananta","name":"em-34"}} | Micron | [5 empty] | Modbus RTU |  |  | 3 | [20 empty] | HLI-33 | Proxied Device | Good | Micron | 10 | N/A |  | WS/Facilities |  | schneider_pm2200 | SCHNEIDER-PM2200
2445 | Building Management System | EM-35 | EM-35 | SCHNEIDER | PM2200 | Standard | Serial | EM | 4 | 405 |  |  | Active | Yes | IN-BLR-ANANTA-EM-35_4 | uuid://c0e4a3d4-d013-4693-92c0-c043f655d744 | {"asset":{"guid":"uuid://c0e4a3d4-d013-4693-92c0-c043f655d744","site":"in-blr-ananta","name":"em-35"}} | Micron | [5 empty] | Modbus RTU |  |  | 4 | [20 empty] | HLI-33 | Proxied Device | Good | Micron | 10 | N/A |  | WS/Facilities |  | schneider_pm2200 | SCHNEIDER-PM2200
2446 | Building Management System | EM-36 | EM-36 | SCHNEIDER | PM2200 | Standard | Serial | EM | 4 | 456 |  |  | Active | Yes | IN-BLR-ANANTA-EM-36_4 | uuid://8079ea7c-f3d0-4b0b-bb89-de611dcffd80 | {"asset":{"guid":"uuid://8079ea7c-f3d0-4b0b-bb89-de611dcffd80","site":"in-blr-ananta","name":"em-36"}} | Micron | [5 empty] | Modbus RTU |  |  | 5 | [20 empty] | HLI-33 | Proxied Device | Good | Micron | 10 | N/A |  | WS/Facilities |  | schneider_pm2200 | SCHNEIDER-PM2200
2447 | Building Management System | EM-37 | EM-37 | SCHNEIDER | PM2200 | Standard | Serial | EM | 4 | 482 |  |  | Active | Yes | IN-BLR-ANANTA-EM-37_4 | uuid://24f7c456-4db4-46a1-a0e3-f6bc4593a04f | {"asset":{"guid":"uuid://24f7c456-4db4-46a1-a0e3-f6bc4593a04f","site":"in-blr-ananta","name":"em-37"}} | Micron | [5 empty] | Modbus RTU |  |  | 6 | [20 empty] | HLI-33 | Proxied Device | Good | Micron | 10 | N/A |  | WS/Facilities |  | schneider_pm2200 | SCHNEIDER-PM2200
2448 | Building Management System | EM-38 | EM-38 | SCHNEIDER | PM2200 | Standard | Serial | EM | 4 | 482 |  |  | Active | Yes | IN-BLR-ANANTA-EM-38_4 | uuid://69d87379-0cb9-4f99-ac12-562d8d9c59d6 | {"asset":{"guid":"uuid://69d87379-0cb9-4f99-ac12-562d8d9c59d6","site":"in-blr-ananta","name":"em-38"}} | Micron | [5 empty] | Modbus RTU |  |  | 7 | [20 empty] | HLI-33 | Proxied Device | Good | Micron | 10 | N/A |  | WS/Facilities |  | schneider_pm2200 | SCHNEIDER-PM2200
2449 | Building Management System | EM-39 | EM-39 | SCHNEIDER | PM2200 | Standard | Serial | EM | 5 | 5D41 |  |  | Active | Yes | IN-BLR-ANANTA-EM-39_5 | uuid://eece6445-8538-43b6-93bc-68c0ef242f6e | {"asset":{"guid":"uuid://eece6445-8538-43b6-93bc-68c0ef242f6e","site":"in-blr-ananta","name":"em-39"}} | Micron | [5 empty] | Modbus RTU |  |  | 2 | [20 empty] | HLI-50 | Proxied Device | Good | Micron | 10 | N/A |  | WS/Facilities |  | schneider_pm2200 | SCHNEIDER-PM2200
2450 | Building Management System | EM-40 | EM-40 | SCHNEIDER | PM2200 | Standard | Serial | EM | 5 | 5D41 |  |  | Active | Yes | IN-BLR-ANANTA-EM-40_5 | uuid://42f03782-6763-42e4-8a88-6ea0cae4fbc8 | {"asset":{"guid":"uuid://42f03782-6763-42e4-8a88-6ea0cae4fbc8","site":"in-blr-ananta","name":"em-40"}} | Micron | [5 empty] | Modbus RTU |  |  | 3 | [20 empty] | HLI-50 | Proxied Device | Good | Micron | 10 | N/A |  | WS/Facilities |  | schneider_pm2200 | SCHNEIDER-PM2200
2451 | Building Management System | EM-41 | EM-41 | SCHNEIDER | PM2200 | Standard | Serial | EM | 5 | 5D41 |  |  | Active | Yes | IN-BLR-ANANTA-EM-41_5 | uuid://4f0d6074-925d-4c81-b7b8-9a2a7d21bb00 | {"asset":{"guid":"uuid://4f0d6074-925d-4c81-b7b8-9a2a7d21bb00","site":"in-blr-ananta","name":"em-41"}} | Micron | [5 empty] | Modbus RTU |  |  | 4 | [20 empty] | HLI-50 | Proxied Device | Good | Micron | 10 | N/A |  | WS/Facilities |  | schneider_pm2200 | SCHNEIDER-PM2200
2452 | Building Management System | EM-42 | EM-42 | SCHNEIDER | PM2200 | Standard | Serial | EM | 5 | 5D41 |  |  | Active | Yes | IN-BLR-ANANTA-EM-42_5 | uuid://8e307516-c0c7-4947-a715-12de039fdee4 | {"asset":{"guid":"uuid://8e307516-c0c7-4947-a715-12de039fdee4","site":"in-blr-ananta","name":"em-42"}} | Micron | [5 empty] | Modbus RTU |  |  | 5 | [20 empty] | HLI-50 | Proxied Device | Good | Micron | 10 | N/A |  | WS/Facilities |  | schneider_pm2200 | SCHNEIDER-PM2200
2453 | Building Management System | EM-43 | EM-43 | SCHNEIDER | PM2200 | Standard | Serial | EM | 5 | 5D41 |  |  | Active | Yes | IN-BLR-ANANTA-EM-43_5 | uuid://f2c74c32-5b2c-4d3a-80f2-aa191d259322 | {"asset":{"guid":"uuid://f2c74c32-5b2c-4d3a-80f2-aa191d259322","site":"in-blr-ananta","name":"em-43"}} | Micron | [5 empty] | Modbus RTU |  |  | 6 | [20 empty] | HLI-50 | Proxied Device | Good | Micron | 10 | N/A |  | WS/Facilities |  | schneider_pm2200 | SCHNEIDER-PM2200
2454 | Building Management System | EM-44 | EM-44 | SCHNEIDER | PM2200 | Standard | Serial | EM | 5 | 5D41 |  |  | Active | Yes | IN-BLR-ANANTA-EM-44_5 | uuid://5e0726ef-f9d0-4de6-8ace-c5efc8f1d568 | {"asset":{"guid":"uuid://5e0726ef-f9d0-4de6-8ace-c5efc8f1d568","site":"in-blr-ananta","name":"em-44"}} | Micron | [5 empty] | Modbus RTU |  |  | 7 | [20 empty] | HLI-50 | Proxied Device | Good | Micron | 10 | N/A |  | WS/Facilities |  | schneider_pm2200 | SCHNEIDER-PM2200
2455 | Building Management System | EM-45 | EM-45 | SCHNEIDER | PM2200 | Standard | Serial | EM | 5 | 5D41 |  |  | Active | Yes | IN-BLR-ANANTA-EM-45_5 | uuid://3a6db8ef-b1d0-46c9-bd3b-a80f97af7378 | {"asset":{"guid":"uuid://3a6db8ef-b1d0-46c9-bd3b-a80f97af7378","site":"in-blr-ananta","name":"em-45"}} | Micron | [5 empty] | Modbus RTU |  |  | 8 | [20 empty] | HLI-50 | Proxied Device | Good | Micron | 10 | N/A |  | WS/Facilities |  | schneider_pm2200 | SCHNEIDER-PM2200
2456 | Building Management System | EM-46 | EM-46 | SCHNEIDER | PM2200 | Standard | Serial | EM | 5 | 5D41 |  |  | Active | Yes | IN-BLR-ANANTA-EM-46_5 | uuid://5aec6711-a8ec-4f98-9fe5-85311a2a7073 | {"asset":{"guid":"uuid://5aec6711-a8ec-4f98-9fe5-85311a2a7073","site":"in-blr-ananta","name":"em-46"}} | Micron | [5 empty] | Modbus RTU |  |  | 2 | [20 empty] | HLI-50 | Proxied Device | Good | Micron | 10 | N/A |  | WS/Facilities |  | schneider_pm2200 | SCHNEIDER-PM2200
2457 | Building Management System | EM-47 | EM-47 | SCHNEIDER | PM2200 | Standard | Serial | EM | 5 | 5D41 |  |  | Active | Yes | IN-BLR-ANANTA-EM-47_5 | uuid://f5106620-4c57-461f-8072-44cafc358740 | {"asset":{"guid":"uuid://f5106620-4c57-461f-8072-44cafc358740","site":"in-blr-ananta","name":"em-47"}} | Micron | [5 empty] | Modbus RTU |  |  | 3 | [20 empty] | HLI-50 | Proxied Device | Good | Micron | 10 | N/A |  | WS/Facilities |  | schneider_pm2200 | SCHNEIDER-PM2200
2458 | Building Management System | EM-48 | EM-48 | SCHNEIDER | PM2200 | Standard | Serial | EM | 5 | 5D41 |  |  | Active | Yes | IN-BLR-ANANTA-EM-48_5 | uuid://897fdda2-75da-48f0-95d8-e28c379db008 | {"asset":{"guid":"uuid://897fdda2-75da-48f0-95d8-e28c379db008","site":"in-blr-ananta","name":"em-48"}} | Micron | [5 empty] | Modbus RTU |  |  | 4 | [20 empty] | HLI-50 | Proxied Device | Good | Micron | 10 | N/A |  | WS/Facilities |  | schneider_pm2200 | SCHNEIDER-PM2200
2459 | Building Management System | EM-49 | EM-49 | SCHNEIDER | PM2200 | Standard | Serial | EM | 5 | 5D41 |  |  | Active | Yes | IN-BLR-ANANTA-EM-49_5 | uuid://edf2f013-e93f-4998-9b63-9ab0461f9c86 | {"asset":{"guid":"uuid://edf2f013-e93f-4998-9b63-9ab0461f9c86","site":"in-blr-ananta","name":"em-49"}} | Micron | [5 empty] | Modbus RTU |  |  | 5 | [20 empty] | HLI-50 | Proxied Device | Good | Micron | 10 | N/A |  | WS/Facilities |  | schneider_pm2200 | SCHNEIDER-PM2200
2460 | Building Management System | EM-50 | EM-50 | SCHNEIDER | PM2200 | Standard | Serial | EM | 5 | 5D41 |  |  | Active | Yes | IN-BLR-ANANTA-EM-50_5 | uuid://8425ca0d-1b9d-42dd-a6b5-215a7a77f9bc | {"asset":{"guid":"uuid://8425ca0d-1b9d-42dd-a6b5-215a7a77f9bc","site":"in-blr-ananta","name":"em-50"}} | Micron | [5 empty] | Modbus RTU |  |  | 6 | [20 empty] | HLI-50 | Proxied Device | Good | Micron | 10 | N/A |  | WS/Facilities |  | schneider_pm2200 | SCHNEIDER-PM2200
2461 | Building Management System | EM-51 | EM-51 | SCHNEIDER | PM2200 | Standard | Serial | EM | 5 | 5D41 |  |  | Active | Yes | IN-BLR-ANANTA-EM-51_5 | uuid://6eda6c01-affb-474a-bd97-e6a2a9dd504a | {"asset":{"guid":"uuid://6eda6c01-affb-474a-bd97-e6a2a9dd504a","site":"in-blr-ananta","name":"em-51"}} | Micron | [5 empty] | Modbus RTU |  |  | 7 | [20 empty] | HLI-50 | Proxied Device | Good | Micron | 10 | N/A |  | WS/Facilities |  | schneider_pm2200 | SCHNEIDER-PM2200
2462 | Building Management System | EM-52 | EM-52 | SCHNEIDER | PM2200 | Standard | Serial | EM | 5 | 5D41 |  |  | Active | Yes | IN-BLR-ANANTA-EM-52_5 | uuid://1ffeaf15-e27e-4fcc-9304-a07f0f7d9b33 | {"asset":{"guid":"uuid://1ffeaf15-e27e-4fcc-9304-a07f0f7d9b33","site":"in-blr-ananta","name":"em-52"}} | Micron | [5 empty] | Modbus RTU |  |  | 8 | [20 empty] | HLI-50 | Proxied Device | Good | Micron | 10 | N/A |  | WS/Facilities |  | schneider_pm2200 | SCHNEIDER-PM2200
2463 | Building Management System | EM-53 | EM-53 | SCHNEIDER | PM2200 | Standard | Serial | EM | 5 | 5D41 |  |  | Active | Yes | IN-BLR-ANANTA-EM-53_5 | uuid://b84d561b-0f5c-4494-a568-80ee97d359e7 | {"asset":{"guid":"uuid://b84d561b-0f5c-4494-a568-80ee97d359e7","site":"in-blr-ananta","name":"em-53"}} | Micron | [5 empty] | Modbus RTU |  |  | 9 | [20 empty] | HLI-50 | Proxied Device | Good | Micron | 10 | N/A |  | WS/Facilities |  | schneider_pm2200 | SCHNEIDER-PM2200
2464 | Building Management System | EM-54 | EM-54 | SCHNEIDER | PM2200 | Standard | Serial | EM | 5 | 5D41 |  |  | Active | Yes | IN-BLR-ANANTA-EM-54_5 | uuid://7c2f7d6f-1ec3-47c9-86a0-abc1f4dc06ad | {"asset":{"guid":"uuid://7c2f7d6f-1ec3-47c9-86a0-abc1f4dc06ad","site":"in-blr-ananta","name":"em-54"}} | Micron | [5 empty] | Modbus RTU |  |  | 10 | [20 empty] | HLI-50 | Proxied Device | Good | Micron | 10 | N/A |  | WS/Facilities |  | schneider_pm2200 | SCHNEIDER-PM2200
2465 | Building Management System | EM-55 | EM-55 | SCHNEIDER | PM2200 | Standard | Serial | EM | 5 | 5D41 |  |  | Active | Yes | IN-BLR-ANANTA-EM-55_5 | uuid://8166dcef-c22f-4803-a8e9-46911c9497c0 | {"asset":{"guid":"uuid://8166dcef-c22f-4803-a8e9-46911c9497c0","site":"in-blr-ananta","name":"em-55"}} | Micron | [5 empty] | Modbus RTU |  |  | 11 | [20 empty] | HLI-50 | Proxied Device | Good | Micron | 10 | N/A |  | WS/Facilities |  | schneider_pm2200 | SCHNEIDER-PM2200
2466 | Building Management System | EM-56 | EM-56 | SCHNEIDER | PM2200 | Standard | Serial | EM | 5 | 5D41 |  |  | Active | Yes | IN-BLR-ANANTA-EM-56_5 | uuid://d7161478-c3a2-498e-a874-b5c0e0fdcae6 | {"asset":{"guid":"uuid://d7161478-c3a2-498e-a874-b5c0e0fdcae6","site":"in-blr-ananta","name":"em-56"}} | Micron | [5 empty] | Modbus RTU |  |  | 12 | [20 empty] | HLI-50 | Proxied Device | Good | Micron | 10 | N/A |  | WS/Facilities |  | schneider_pm2200 | SCHNEIDER-PM2200
2467 | Building Management System | EM-57 | EM-57 | SCHNEIDER | PM2200 | Standard | Serial | EM | 5 | 5D41 |  |  | Active | Yes | IN-BLR-ANANTA-EM-57_5 | uuid://05fb76f7-7fe7-4897-8f39-7c62849d6c53 | {"asset":{"guid":"uuid://05fb76f7-7fe7-4897-8f39-7c62849d6c53","site":"in-blr-ananta","name":"em-57"}} | Micron | [5 empty] | Modbus RTU |  |  | 13 | [20 empty] | HLI-50 | Proxied Device | Good | Micron | 10 | N/A |  | WS/Facilities |  | schneider_pm2200 | SCHNEIDER-PM2200
2468 | Building Management System | EM-58 | EM-58 | SCHNEIDER | PM2200 | Standard | Serial | EM | 5 | 5D41 |  |  | Active | Yes | IN-BLR-ANANTA-EM-58_5 | uuid://8416de64-69a8-4d31-b361-692e0708f553 | {"asset":{"guid":"uuid://8416de64-69a8-4d31-b361-692e0708f553","site":"in-blr-ananta","name":"em-58"}} | Micron | [5 empty] | Modbus RTU |  |  | 14 | [20 empty] | HLI-50 | Proxied Device | Good | Micron | 10 | N/A |  | WS/Facilities |  | schneider_pm2200 | SCHNEIDER-PM2200
2469 | Building Management System | EM-59 | EM-59 | SCHNEIDER | PM2200 | Standard | Serial | EM | 5 | 5D41 |  |  | Active | Yes | IN-BLR-ANANTA-EM-59_5 | uuid://8294b6ae-e238-4354-aaa6-ec6482df81bd | {"asset":{"guid":"uuid://8294b6ae-e238-4354-aaa6-ec6482df81bd","site":"in-blr-ananta","name":"em-59"}} | Micron | [5 empty] | Modbus RTU |  |  | 15 | [20 empty] | HLI-50 | Proxied Device | Good | Micron | 10 | N/A |  | WS/Facilities |  | schneider_pm2200 | SCHNEIDER-PM2200
2470 | Building Management System | EM-60 | EM-60 | SCHNEIDER | PM2200 | Standard | Serial | EM | 5 | 5D41 |  |  | Active | Yes | IN-BLR-ANANTA-EM-60_5 | uuid://94cb7ca8-be7d-4bb1-8fb0-0eb8274a0c24 | {"asset":{"guid":"uuid://94cb7ca8-be7d-4bb1-8fb0-0eb8274a0c24","site":"in-blr-ananta","name":"em-60"}} | Micron | [5 empty] | Modbus RTU |  |  | 16 | [20 empty] | HLI-50 | Proxied Device | Good | Micron | 10 | N/A |  | WS/Facilities |  | schneider_pm2200 | SCHNEIDER-PM2200
2471 | Building Management System | EM-61 | EM-61 | SCHNEIDER | PM2200 | Standard | Serial | EM | 5 | 5D41 |  |  | Active | Yes | IN-BLR-ANANTA-EM-61_5 | uuid://a4b490ae-dacb-4f66-ba64-d8f69f139f2c | {"asset":{"guid":"uuid://a4b490ae-dacb-4f66-ba64-d8f69f139f2c","site":"in-blr-ananta","name":"em-61"}} | Micron | [5 empty] | Modbus RTU |  |  | 17 | [20 empty] | HLI-50 | Proxied Device | Good | Micron | 10 | N/A |  | WS/Facilities |  | schneider_pm2200 | SCHNEIDER-PM2200
2472 | Building Management System | EM-62 | EM-62 | SCHNEIDER | PM2200 | Standard | Serial | EM | 5 | 5D41 |  |  | Active | Yes | IN-BLR-ANANTA-EM-62_5 | uuid://13b5f3c6-22b1-4b25-ae3c-06d7d79986ec | {"asset":{"guid":"uuid://13b5f3c6-22b1-4b25-ae3c-06d7d79986ec","site":"in-blr-ananta","name":"em-62"}} | Micron | [5 empty] | Modbus RTU |  |  | 18 | [20 empty] | HLI-50 | Proxied Device | Good | Micron | 10 | N/A |  | WS/Facilities |  | schneider_pm2200 | SCHNEIDER-PM2200
2473 | Building Management System | EM-63 | EM-63 | SCHNEIDER | PM2200 | Standard | Serial | EM | 5 | 5D41 |  |  | Active | Yes | IN-BLR-ANANTA-EM-63_5 | uuid://df2e8013-c8bb-484f-9d55-b22a494663ca | {"asset":{"guid":"uuid://df2e8013-c8bb-484f-9d55-b22a494663ca","site":"in-blr-ananta","name":"em-63"}} | Micron | [5 empty] | Modbus RTU |  |  | 19 | [20 empty] | HLI-50 | Proxied Device | Good | Micron | 10 | N/A |  | WS/Facilities |  | schneider_pm2200 | SCHNEIDER-PM2200
2474 | Building Management System | EM-64 | EM-64 | SCHNEIDER | PM2200 | Standard | Serial | EM | 5 | 5D41 |  |  | Active | Yes | IN-BLR-ANANTA-EM-64_5 | uuid://582a505f-dc58-4a3d-bda3-c68e874b13ca | {"asset":{"guid":"uuid://582a505f-dc58-4a3d-bda3-c68e874b13ca","site":"in-blr-ananta","name":"em-64"}} | Micron | [5 empty] | Modbus RTU |  |  | 20 | [20 empty] | HLI-50 | Proxied Device | Good | Micron | 10 | N/A |  | WS/Facilities |  | schneider_pm2200 | SCHNEIDER-PM2200
2475 | Building Management System | EM-65 | EM-65 | SCHNEIDER | PM2200 | Standard | Serial | EM | 5 | 5D41 |  |  | Active | Yes | IN-BLR-ANANTA-EM-65_5 | uuid://17481a17-a7ef-474a-8f69-0ebc5496ad3d | {"asset":{"guid":"uuid://17481a17-a7ef-474a-8f69-0ebc5496ad3d","site":"in-blr-ananta","name":"em-65"}} | Micron | [5 empty] | Modbus RTU |  |  | 21 | [20 empty] | HLI-50 | Proxied Device | Good | Micron | 10 | N/A |  | WS/Facilities |  | schneider_pm2200 | SCHNEIDER-PM2200
2476 | Building Management System | EM-66 | EM-66 | SCHNEIDER | PM2200 | Standard | Serial | EM | 5 | 5D41 |  |  | Active | Yes | IN-BLR-ANANTA-EM-66_5 | uuid://a36e78ec-8a0a-48e7-a1a7-1b57009d7c3b | {"asset":{"guid":"uuid://a36e78ec-8a0a-48e7-a1a7-1b57009d7c3b","site":"in-blr-ananta","name":"em-66"}} | Micron | [5 empty] | Modbus RTU |  |  | 22 | [20 empty] | HLI-50 | Proxied Device | Good | Micron | 10 | N/A |  | WS/Facilities |  | schneider_pm2200 | SCHNEIDER-PM2200
2477 | Building Management System | EM-67 | EM-67 | SCHNEIDER | PM2200 | Standard | Serial | EM | 5 | 5D41 |  |  | Active | Yes | IN-BLR-ANANTA-EM-67_5 | uuid://a21509f1-1937-4622-a943-8fc9a16c0428 | {"asset":{"guid":"uuid://a21509f1-1937-4622-a943-8fc9a16c0428","site":"in-blr-ananta","name":"em-67"}} | Micron | [5 empty] | Modbus RTU |  |  | 23 | [20 empty] | HLI-50 | Proxied Device | Good | Micron | 10 | N/A |  | WS/Facilities |  | schneider_pm2200 | SCHNEIDER-PM2200
2478 | Building Management System | EM-68 | EM-68 | SCHNEIDER | PM2200 | Standard | Serial | EM | 5 | 5D41 |  |  | Active | Yes | IN-BLR-ANANTA-EM-68_5 | uuid://1c57c085-e832-40e6-bedb-85d34c522b13 | {"asset":{"guid":"uuid://1c57c085-e832-40e6-bedb-85d34c522b13","site":"in-blr-ananta","name":"em-68"}} | Micron | [5 empty] | Modbus RTU |  |  | 24 | [20 empty] | HLI-50 | Proxied Device | Good | Micron | 10 | N/A |  | WS/Facilities |  | schneider_pm2200 | SCHNEIDER-PM2200
2479 | Building Management System | EM-69 | EM-69 | SCHNEIDER | PM2200 | Standard | Serial | EM | 5 | 5D41 |  |  | Active | Yes | IN-BLR-ANANTA-EM-69_5 | uuid://98b0b1bc-ddb9-4ab0-9034-8ed96fbf9897 | {"asset":{"guid":"uuid://98b0b1bc-ddb9-4ab0-9034-8ed96fbf9897","site":"in-blr-ananta","name":"em-69"}} | Micron | [5 empty] | Modbus RTU |  |  | 2 | [20 empty] | HLI-49 | Proxied Device | Good | Micron | 10 | N/A |  | WS/Facilities |  | schneider_pm2200 | SCHNEIDER-PM2200
2480 | Building Management System | EM-70 | EM-70 | SCHNEIDER | PM2200 | Standard | Serial | EM | 5 | 5D41 |  |  | Active | Yes | IN-BLR-ANANTA-EM-70_5 | uuid://60d3cde1-c2a4-4d72-8c72-aa368dd4ce4d | {"asset":{"guid":"uuid://60d3cde1-c2a4-4d72-8c72-aa368dd4ce4d","site":"in-blr-ananta","name":"em-70"}} | Micron | [5 empty] | Modbus RTU |  |  | 3 | [20 empty] | HLI-49 | Proxied Device | Good | Micron | 10 | N/A |  | WS/Facilities |  | schneider_pm2200 | SCHNEIDER-PM2200
2481 | Building Management System | EM-71 | EM-71 | SCHNEIDER | PM2200 | Standard | Serial | EM | 5 | 5D41 |  |  | Active | Yes | IN-BLR-ANANTA-EM-71_5 | uuid://da646467-3e8a-4edd-a44d-770bcab5a5ac | {"asset":{"guid":"uuid://da646467-3e8a-4edd-a44d-770bcab5a5ac","site":"in-blr-ananta","name":"em-71"}} | Micron | [5 empty] | Modbus RTU |  |  | 4 | [20 empty] | HLI-49 | Proxied Device | Good | Micron | 10 | N/A |  | WS/Facilities |  | schneider_pm2200 | SCHNEIDER-PM2200
2482 | Building Management System | EM-72 | EM-72 | SCHNEIDER | PM2200 | Standard | Serial | EM | 5 | 5D41 |  |  | Active | Yes | IN-BLR-ANANTA-EM-72_5 | uuid://78ba3aa5-136e-4c5a-a2d5-d3b1c46562a3 | {"asset":{"guid":"uuid://78ba3aa5-136e-4c5a-a2d5-d3b1c46562a3","site":"in-blr-ananta","name":"em-72"}} | Micron | [5 empty] | Modbus RTU |  |  | 5 | [20 empty] | HLI-49 | Proxied Device | Good | Micron | 10 | N/A |  | WS/Facilities |  | schneider_pm2200 | SCHNEIDER-PM2200
2483 | Building Management System | EM-73 | EM-73 | SCHNEIDER | PM2200 | Standard | Serial | EM | 5 | 5D41 |  |  | Active | Yes | IN-BLR-ANANTA-EM-73_5 | uuid://963f2bad-433a-40ff-afbb-d228048712bb | {"asset":{"guid":"uuid://963f2bad-433a-40ff-afbb-d228048712bb","site":"in-blr-ananta","name":"em-73"}} | Micron | [5 empty] | Modbus RTU |  |  | 6 | [20 empty] | HLI-49 | Proxied Device | Good | Micron | 10 | N/A |  | WS/Facilities |  | schneider_pm2200 | SCHNEIDER-PM2200
2484 | Building Management System | EM-74 | EM-74 | SCHNEIDER | PM2200 | Standard | Serial | EM | 5 | 5D41 |  |  | Active | Yes | IN-BLR-ANANTA-EM-74_5 | uuid://b7f4c83d-91b3-4c23-ad23-e3a5e91e954c | {"asset":{"guid":"uuid://b7f4c83d-91b3-4c23-ad23-e3a5e91e954c","site":"in-blr-ananta","name":"em-74"}} | Micron | [5 empty] | Modbus RTU |  |  | 7 | [20 empty] | HLI-49 | Proxied Device | Good | Micron | 10 | N/A |  | WS/Facilities |  | schneider_pm2200 | SCHNEIDER-PM2200
2485 | Building Management System | EM-75 | EM-75 | SCHNEIDER | PM2200 | Standard | Serial | EM | 5 | 5D41 |  |  | Active | Yes | IN-BLR-ANANTA-EM-75_5 | uuid://22ec20e7-14b9-4e98-8365-f04d9135b348 | {"asset":{"guid":"uuid://22ec20e7-14b9-4e98-8365-f04d9135b348","site":"in-blr-ananta","name":"em-75"}} | Micron | [5 empty] | Modbus RTU |  |  | 2 | [20 empty] | HLI-49 | Proxied Device | Good | Micron | 10 | N/A |  | WS/Facilities |  | schneider_pm2200 | SCHNEIDER-PM2200
2486 | Building Management System | EM-76 | EM-76 | SCHNEIDER | PM2200 | Standard | Serial | EM | 5 | 5D41 |  |  | Active | Yes | IN-BLR-ANANTA-EM-76_5 | uuid://80330382-c4e3-4d92-bfbd-367860d39bda | {"asset":{"guid":"uuid://80330382-c4e3-4d92-bfbd-367860d39bda","site":"in-blr-ananta","name":"em-76"}} | Micron | [5 empty] | Modbus RTU |  |  | 3 | [20 empty] | HLI-49 | Proxied Device | Good | Micron | 10 | N/A |  | WS/Facilities |  | schneider_pm2200 | SCHNEIDER-PM2200
2487 | Building Management System | EM-77 | EM-77 | SCHNEIDER | PM2200 | Standard | Serial | EM | 5 | 5D41 |  |  | Active | Yes | IN-BLR-ANANTA-EM-77_5 | uuid://fe4fd650-68dd-400e-ad83-d31a508c6441 | {"asset":{"guid":"uuid://fe4fd650-68dd-400e-ad83-d31a508c6441","site":"in-blr-ananta","name":"em-77"}} | Micron | [5 empty] | Modbus RTU |  |  | 4 | [20 empty] | HLI-49 | Proxied Device | Good | Micron | 10 | N/A |  | WS/Facilities |  | schneider_pm2200 | SCHNEIDER-PM2200
2488 | Building Management System | EM-78 | EM-78 | SCHNEIDER | PM2200 | Standard | Serial | EM | 5 | 5D41 |  |  | Active | Yes | IN-BLR-ANANTA-EM-78_5 | uuid://74fcaf34-9073-4c9a-af0a-feb1163bba57 | {"asset":{"guid":"uuid://74fcaf34-9073-4c9a-af0a-feb1163bba57","site":"in-blr-ananta","name":"em-78"}} | Micron | [5 empty] | Modbus RTU |  |  | 5 | [20 empty] | HLI-49 | Proxied Device | Good | Micron | 10 | N/A |  | WS/Facilities |  | schneider_pm2200 | SCHNEIDER-PM2200
2489 | Building Management System | EM-79 | EM-79 | SCHNEIDER | PM2200 | Standard | Serial | EM | 5 | 5D41 |  |  | Active | Yes | IN-BLR-ANANTA-EM-79_5 | uuid://74e27837-54d3-492d-9868-7dee1b7dd8f2 | {"asset":{"guid":"uuid://74e27837-54d3-492d-9868-7dee1b7dd8f2","site":"in-blr-ananta","name":"em-79"}} | Micron | [5 empty] | Modbus RTU |  |  | 6 | [20 empty] | HLI-49 | Proxied Device | Good | Micron | 10 | N/A |  | WS/Facilities |  | schneider_pm2200 | SCHNEIDER-PM2200
2490 | Building Management System | EM-80 | EM-80 | SCHNEIDER | PM2200 | Standard | Serial | EM | 5 | 5D41 |  |  | Active | Yes | IN-BLR-ANANTA-EM-80_5 | uuid://26ab393f-c480-49b6-a54a-c8d992c4e2db | {"asset":{"guid":"uuid://26ab393f-c480-49b6-a54a-c8d992c4e2db","site":"in-blr-ananta","name":"em-80"}} | Micron | [5 empty] | Modbus RTU |  |  | 7 | [20 empty] | HLI-49 | Proxied Device | Good | Micron | 10 | N/A |  | WS/Facilities |  | schneider_pm2200 | SCHNEIDER-PM2200
2491 | Building Management System | EM-81 | EM-81 | SCHNEIDER | PM2200 | Standard | Serial | EM | 5 | 5D41 |  |  | Active | Yes | IN-BLR-ANANTA-EM-81_5 | uuid://3d7feaca-f4fb-4367-9069-f3038cb0fef6 | {"asset":{"guid":"uuid://3d7feaca-f4fb-4367-9069-f3038cb0fef6","site":"in-blr-ananta","name":"em-81"}} | Micron | [5 empty] | Modbus RTU |  |  | 8 | [20 empty] | HLI-49 | Proxied Device | Good | Micron | 10 | N/A |  | WS/Facilities |  | schneider_pm2200 | SCHNEIDER-PM2200
2492 | Building Management System | EM-82 | EM-82 | SCHNEIDER | PM2200 | Standard | Serial | EM | 5 | 5D41 |  |  | Active | Yes | IN-BLR-ANANTA-EM-82_5 | uuid://a6113f0b-15ca-4638-a7af-ff88965e4d25 | {"asset":{"guid":"uuid://a6113f0b-15ca-4638-a7af-ff88965e4d25","site":"in-blr-ananta","name":"em-82"}} | Micron | [5 empty] | Modbus RTU |  |  | 9 | [20 empty] | HLI-49 | Proxied Device | Good | Micron | 10 | N/A |  | WS/Facilities |  | schneider_pm2200 | SCHNEIDER-PM2200
2493 | Building Management System | EM-83 | EM-83 | SCHNEIDER | PM2200 | Standard | Serial | EM | 5 | 5D41 |  |  | Active | Yes | IN-BLR-ANANTA-EM-83_5 | uuid://91c5bc4c-008c-4b6b-be3e-91f11978beec | {"asset":{"guid":"uuid://91c5bc4c-008c-4b6b-be3e-91f11978beec","site":"in-blr-ananta","name":"em-83"}} | Micron | [5 empty] | Modbus RTU |  |  | 10 | [20 empty] | HLI-49 | Proxied Device | Good | Micron | 10 | N/A |  | WS/Facilities |  | schneider_pm2200 | SCHNEIDER-PM2200
2494 | Building Management System | EM-84 | EM-84 | SCHNEIDER | PM2200 | Standard | Serial | EM | 5 | 5D41 |  |  | Active | Yes | IN-BLR-ANANTA-EM-84_5 | uuid://0fb74d10-e988-45d7-9903-5470c7ca50ea | {"asset":{"guid":"uuid://0fb74d10-e988-45d7-9903-5470c7ca50ea","site":"in-blr-ananta","name":"em-84"}} | Micron | [5 empty] | Modbus RTU |  |  | 11 | [20 empty] | HLI-49 | Proxied Device | Good | Micron | 10 | N/A |  | WS/Facilities |  | schneider_pm2200 | SCHNEIDER-PM2200
2495 | Building Management System | EM-85 | EM-85 | SCHNEIDER | PM2200 | Standard | Serial | EM | 5 | 5D41 |  |  | Active | Yes | IN-BLR-ANANTA-EM-85_5 | uuid://6cae4c03-b6bc-465e-a707-8067b74384f6 | {"asset":{"guid":"uuid://6cae4c03-b6bc-465e-a707-8067b74384f6","site":"in-blr-ananta","name":"em-85"}} | Micron | [5 empty] | Modbus RTU |  |  | 12 | [20 empty] | HLI-49 | Proxied Device | Good | Micron | 10 | N/A |  | WS/Facilities |  | schneider_pm2200 | SCHNEIDER-PM2200
2496 | Building Management System | EM-86 | EM-86 | SCHNEIDER | PM2200 | Standard | Serial | EM | 5 | 5D41 |  |  | Active | Yes | IN-BLR-ANANTA-EM-86_5 | uuid://f8ccbc38-5041-45ed-852b-eb84f2b72efe | {"asset":{"guid":"uuid://f8ccbc38-5041-45ed-852b-eb84f2b72efe","site":"in-blr-ananta","name":"em-86"}} | Micron | [5 empty] | Modbus RTU |  |  | 13 | [20 empty] | HLI-49 | Proxied Device | Good | Micron | 10 | N/A |  | WS/Facilities |  | schneider_pm2200 | SCHNEIDER-PM2200
2497 | Building Management System | EM-87 | EM-87 | SCHNEIDER | PM2200 | Standard | Serial | EM | 5 | 5D41 |  |  | Active | Yes | IN-BLR-ANANTA-EM-87_5 | uuid://026d4c28-38ea-4622-b510-73a7005d5ff8 | {"asset":{"guid":"uuid://026d4c28-38ea-4622-b510-73a7005d5ff8","site":"in-blr-ananta","name":"em-87"}} | Micron | [5 empty] | Modbus RTU |  |  | 14 | [20 empty] | HLI-49 | Proxied Device | Good | Micron | 10 | N/A |  | WS/Facilities |  | schneider_pm2200 | SCHNEIDER-PM2200
2498 | Building Management System | EM-88 | EM-88 | SCHNEIDER | PM2200 | Standard | Serial | EM | 5 | 5D41 |  |  | Active | Yes | IN-BLR-ANANTA-EM-88_5 | uuid://9b703f19-0604-4f8e-8441-268ced385b36 | {"asset":{"guid":"uuid://9b703f19-0604-4f8e-8441-268ced385b36","site":"in-blr-ananta","name":"em-88"}} | Micron | [5 empty] | Modbus RTU |  |  | 15 | [20 empty] | HLI-49 | Proxied Device | Good | Micron | 10 | N/A |  | WS/Facilities |  | schneider_pm2200 | SCHNEIDER-PM2200
2499 | Building Management System | EM-89 | EM-89 | SCHNEIDER | PM2200 | Standard | Serial | EM | 5 | 5D41 |  |  | Active | Yes | IN-BLR-ANANTA-EM-89_5 | uuid://b2e22f5c-ef5f-456e-901a-f1986cd6aabc | {"asset":{"guid":"uuid://b2e22f5c-ef5f-456e-901a-f1986cd6aabc","site":"in-blr-ananta","name":"em-89"}} | Micron | [5 empty] | Modbus RTU |  |  | 16 | [20 empty] | HLI-49 | Proxied Device | Good | Micron | 10 | N/A |  | WS/Facilities |  | schneider_pm2200 | SCHNEIDER-PM2200
2500 | Building Management System | EM-90 | EM-90 | SCHNEIDER | PM2200 | Standard | Serial | EM | 5 | 5D41 |  |  | Active | Yes | IN-BLR-ANANTA-EM-90_5 | uuid://f2b933fb-b661-46dc-bb2b-1affe5cc5114 | {"asset":{"guid":"uuid://f2b933fb-b661-46dc-bb2b-1affe5cc5114","site":"in-blr-ananta","name":"em-90"}} | Micron | [5 empty] | Modbus RTU |  |  | 17 | [20 empty] | HLI-49 | Proxied Device | Good | Micron | 10 | N/A |  | WS/Facilities |  | schneider_pm2200 | SCHNEIDER-PM2200
2501 | Building Management System | EM-91 | EM-91 | SCHNEIDER | PM2200 | Standard | Serial | EM | 5 | 5D41 |  |  | Active | Yes | IN-BLR-ANANTA-EM-91_5 | uuid://4b952c8b-8b4a-45ab-a083-f22aa3175009 | {"asset":{"guid":"uuid://4b952c8b-8b4a-45ab-a083-f22aa3175009","site":"in-blr-ananta","name":"em-91"}} | Micron | [5 empty] | Modbus RTU |  |  | 18 | [20 empty] | HLI-49 | Proxied Device | Good | Micron | 10 | N/A |  | WS/Facilities |  | schneider_pm2200 | SCHNEIDER-PM2200
2502 | Building Management System | EM-92 | EM-92 | SCHNEIDER | PM2200 | Standard | Serial | EM | 5 | 5D41 |  |  | Active | Yes | IN-BLR-ANANTA-EM-92_5 | uuid://bb12d3de-7419-43bf-873c-084f212fbb95 | {"asset":{"guid":"uuid://bb12d3de-7419-43bf-873c-084f212fbb95","site":"in-blr-ananta","name":"em-92"}} | Micron | [5 empty] | Modbus RTU |  |  | 19 | [20 empty] | HLI-49 | Proxied Device | Good | Micron | 10 | N/A |  | WS/Facilities |  | schneider_pm2200 | SCHNEIDER-PM2200
2503 | Building Management System | EM-93 | EM-93 | SCHNEIDER | PM2200 | Standard | Serial | EM | 5 | 5D41 |  |  | Active | Yes | IN-BLR-ANANTA-EM-93_5 | uuid://8dbf5b81-e021-4a82-a524-4a3b5557b3a6 | {"asset":{"guid":"uuid://8dbf5b81-e021-4a82-a524-4a3b5557b3a6","site":"in-blr-ananta","name":"em-93"}} | Micron | [5 empty] | Modbus RTU |  |  | 20 | [20 empty] | HLI-49 | Proxied Device | Good | Micron | 10 | N/A |  | WS/Facilities |  | schneider_pm2200 | SCHNEIDER-PM2200
2504 | Building Management System | EM-94 | EM-94 | SCHNEIDER | PM2200 | Standard | Serial | EM | 5 | 5D41 |  |  | Active | Yes | IN-BLR-ANANTA-EM-94_5 | uuid://ad0ee72a-b7a5-4a12-b6ad-99be8772264e | {"asset":{"guid":"uuid://ad0ee72a-b7a5-4a12-b6ad-99be8772264e","site":"in-blr-ananta","name":"em-94"}} | Micron | [5 empty] | Modbus RTU |  |  | 21 | [20 empty] | HLI-49 | Proxied Device | Good | Micron | 10 | N/A |  | WS/Facilities |  | schneider_pm2200 | SCHNEIDER-PM2200
2505 | Building Management System | EM-95 | EM-95 | SCHNEIDER | PM2200 | Standard | Serial | EM | 5 | 5D41 |  |  | Active | Yes | IN-BLR-ANANTA-EM-95_5 | uuid://c6fa060a-c7d0-4cb6-a5f6-ea4293f1caae | {"asset":{"guid":"uuid://c6fa060a-c7d0-4cb6-a5f6-ea4293f1caae","site":"in-blr-ananta","name":"em-95"}} | Micron | [5 empty] | Modbus RTU |  |  | 22 | [20 empty] | HLI-49 | Proxied Device | Good | Micron | 10 | N/A |  | WS/Facilities |  | schneider_pm2200 | SCHNEIDER-PM2200
2506 | Building Management System | EM-96 | EM-96 | SCHNEIDER | PM2200 | Standard | Serial | EM | 5 | 5D41 |  |  | Active | Yes | IN-BLR-ANANTA-EM-96_5 | uuid://35b2fc11-bd6a-476d-b87a-e5a45bfe2b6a | {"asset":{"guid":"uuid://35b2fc11-bd6a-476d-b87a-e5a45bfe2b6a","site":"in-blr-ananta","name":"em-96"}} | Micron | [5 empty] | Modbus RTU |  |  | 23 | [20 empty] | HLI-49 | Proxied Device | Good | Micron | 10 | N/A |  | WS/Facilities |  | schneider_pm2200 | SCHNEIDER-PM2200
2507 | Building Management System | EM-97 | EM-97 | SCHNEIDER | PM2200 | Standard | Serial | EM | 5 | 5D41 |  |  | Active | Yes | IN-BLR-ANANTA-EM-97_5 | uuid://7a4b7c8c-fdc7-4fa4-9395-bd27e89c6fb6 | {"asset":{"guid":"uuid://7a4b7c8c-fdc7-4fa4-9395-bd27e89c6fb6","site":"in-blr-ananta","name":"em-97"}} | Micron | [5 empty] | Modbus RTU |  |  | 24 | [20 empty] | HLI-49 | Proxied Device | Good | Micron | 10 | N/A |  | WS/Facilities |  | schneider_pm2200 | SCHNEIDER-PM2200
2508 | Building Management System | EM-98 | EM-98 | SCHNEIDER | PM2200 | Standard | Serial | EM | 5 | 570 |  |  | Active | Yes | IN-BLR-ANANTA-EM-98_5 | uuid://53b26948-a277-4624-bb98-5a0617c1fe43 | {"asset":{"guid":"uuid://53b26948-a277-4624-bb98-5a0617c1fe43","site":"in-blr-ananta","name":"em-98"}} | Micron | [5 empty] | Modbus RTU |  |  | 2 | [20 empty] | HLI-40 | Proxied Device | Good | Micron | 10 | N/A |  | WS/Facilities |  | schneider_pm2200 | SCHNEIDER-PM2200
2509 | Building Management System | EM-99 | EM-99 | SCHNEIDER | PM2200 | Standard | Serial | EM | 5 | 570 |  |  | Active | Yes | IN-BLR-ANANTA-EM-99_5 | uuid://b6ee4c67-d8ac-45b4-bd8d-6bb55ab3615e | {"asset":{"guid":"uuid://b6ee4c67-d8ac-45b4-bd8d-6bb55ab3615e","site":"in-blr-ananta","name":"em-99"}} | Micron | [5 empty] | Modbus RTU |  |  | 3 | [20 empty] | HLI-40 | Proxied Device | Good | Micron | 10 | N/A |  | WS/Facilities |  | schneider_pm2200 | SCHNEIDER-PM2200
2510 | Building Management System | EM-100 | EM-100 | SCHNEIDER | PM2200 | Standard | Serial | EM | 5 | 505 |  |  | Active | Yes | IN-BLR-ANANTA-EM-100_5 | uuid://18d85c8d-bc6f-42fc-bb24-dfc5203523f4 | {"asset":{"guid":"uuid://18d85c8d-bc6f-42fc-bb24-dfc5203523f4","site":"in-blr-ananta","name":"em-100"}} | Micron | [5 empty] | Modbus RTU |  |  | 4 | [20 empty] | HLI-40 | Proxied Device | Good | Micron | 10 | N/A |  | WS/Facilities |  | schneider_pm2200 | SCHNEIDER-PM2200
2511 | Building Management System | EM-101 | EM-101 | SCHNEIDER | PM2200 | Standard | Serial | EM | 5 | 556 |  |  | Active | Yes | IN-BLR-ANANTA-EM-101_5 | uuid://6639b7df-de70-496d-9c9c-289d7a9e6f2c | {"asset":{"guid":"uuid://6639b7df-de70-496d-9c9c-289d7a9e6f2c","site":"in-blr-ananta","name":"em-101"}} | Micron | [5 empty] | Modbus RTU |  |  | 5 | [20 empty] | HLI-40 | Proxied Device | Good | Micron | 10 | N/A |  | WS/Facilities |  | schneider_pm2200 | SCHNEIDER-PM2200
2512 | Building Management System | EM-102 | EM-102 | SCHNEIDER | PM2200 | Standard | Serial | EM | 5 | 582 |  |  | Active | Yes | IN-BLR-ANANTA-EM-102_5 | uuid://087928a1-a2d3-42fe-8396-429aedce920d | {"asset":{"guid":"uuid://087928a1-a2d3-42fe-8396-429aedce920d","site":"in-blr-ananta","name":"em-102"}} | Micron | [5 empty] | Modbus RTU |  |  | 6 | [20 empty] | HLI-40 | Proxied Device | Good | Micron | 10 | N/A |  | WS/Facilities |  | schneider_pm2200 | SCHNEIDER-PM2200
2513 | Building Management System | EM-103 | EM-103 | SCHNEIDER | PM2200 | Standard | Serial | EM | 5 | 570 |  |  | Active | Yes | IN-BLR-ANANTA-EM-103_5 | uuid://df6de6b4-33d1-49c3-837c-18aeb086d041 | {"asset":{"guid":"uuid://df6de6b4-33d1-49c3-837c-18aeb086d041","site":"in-blr-ananta","name":"em-103"}} | Micron | [5 empty] | Modbus RTU |  |  | 7 | [20 empty] | HLI-40 | Proxied Device | Good | Micron | 10 | N/A |  | WS/Facilities |  | schneider_pm2200 | SCHNEIDER-PM2200
2514 | Building Management System | EM-104 | EM-104 | SCHNEIDER | PM2200 | Standard | Serial | EM | 6 | 670 |  |  | Active | Yes | IN-BLR-ANANTA-EM-104_6 | uuid://f36bd281-2b90-4e7a-b94a-9d687ba33199 | {"asset":{"guid":"uuid://f36bd281-2b90-4e7a-b94a-9d687ba33199","site":"in-blr-ananta","name":"em-104"}} | Sankar Electricals | [5 empty] | Modbus RTU |  |  | 2 | [20 empty] | HLI-53 | Proxied Device | Good | SESIPL | 10 | N/A |  | WS/Facilities |  | schneider_pm2200 | SCHNEIDER-PM2200
2515 | Building Management System | EM-105 | EM-105 | SCHNEIDER | PM2200 | Standard | Serial | EM | 6 | 670 |  |  | Active | Yes | IN-BLR-ANANTA-EM-105_6 | uuid://09a128f0-a15d-4051-91a1-75476d76e4b2 | {"asset":{"guid":"uuid://09a128f0-a15d-4051-91a1-75476d76e4b2","site":"in-blr-ananta","name":"em-105"}} | Sankar Electricals | [5 empty] | Modbus RTU |  |  | 3 | [20 empty] | HLI-53 | Proxied Device | Good | SESIPL | 10 | N/A |  | WS/Facilities |  | schneider_pm2200 | SCHNEIDER-PM2200
2516 | Building Management System | EM-106 | EM-106 | SCHNEIDER | PM2200 | Standard | Serial | EM | 6 | 605 |  |  | Active | Yes | IN-BLR-ANANTA-EM-106_6 | uuid://94e0ec17-de57-41e3-bd43-26822357e78c | {"asset":{"guid":"uuid://94e0ec17-de57-41e3-bd43-26822357e78c","site":"in-blr-ananta","name":"em-106"}} | Sankar Electricals | [5 empty] | Modbus RTU |  |  | 4 | [20 empty] | HLI-53 | Proxied Device | Good | SESIPL | 10 | N/A |  | WS/Facilities |  | schneider_pm2200 | SCHNEIDER-PM2200
2517 | Building Management System | EM-107 | EM-107 | SCHNEIDER | PM2200 | Standard | Serial | EM | 6 | 656 |  |  | Active | Yes | IN-BLR-ANANTA-EM-107_6 | uuid://2b23ce94-8c7c-48af-92e1-98120f76457c | {"asset":{"guid":"uuid://2b23ce94-8c7c-48af-92e1-98120f76457c","site":"in-blr-ananta","name":"em-107"}} | Sankar Electricals | [5 empty] | Modbus RTU |  |  | 5 | [20 empty] | HLI-53 | Proxied Device | Good | SESIPL | 10 | N/A |  | WS/Facilities |  | schneider_pm2200 | SCHNEIDER-PM2200
2518 | Building Management System | EM-108 | EM-108 | SCHNEIDER | PM2200 | Standard | Serial | EM | 6 | 682 |  |  | Active | Yes | IN-BLR-ANANTA-EM-108_6 | uuid://86a9ff06-5673-4547-907a-ea4c1d4854db | {"asset":{"guid":"uuid://86a9ff06-5673-4547-907a-ea4c1d4854db","site":"in-blr-ananta","name":"em-108"}} | Sankar Electricals | [5 empty] | Modbus RTU |  |  | 7 | [20 empty] | HLI-53 | Proxied Device | Good | SESIPL | 10 | N/A |  | WS/Facilities |  | schneider_pm2200 | SCHNEIDER-PM2200
2519 | Building Management System | EM-109 | EM-109 | SCHNEIDER | PM2200 | Standard | Serial | EM | 6 | 682 |  |  | Active | Yes | IN-BLR-ANANTA-EM-109_6 | uuid://24bec362-7ddd-4f05-b17c-86af84224397 | {"asset":{"guid":"uuid://24bec362-7ddd-4f05-b17c-86af84224397","site":"in-blr-ananta","name":"em-109"}} | Sankar Electricals | [5 empty] | Modbus RTU |  |  | 6 | [20 empty] | HLI-53 | Proxied Device | Good | SESIPL | 10 | N/A |  | WS/Facilities |  | schneider_pm2200 | SCHNEIDER-PM2200
2520 | Building Management System | EM-110 | EM-110 | SCHNEIDER | PM2200 | Standard | Serial | EM | 6 | 670 |  |  | Active | Yes | IN-BLR-ANANTA-EM-110_6 | uuid://fce44ffa-eb2a-49ad-b6fa-0c4167159ba8 | {"asset":{"guid":"uuid://fce44ffa-eb2a-49ad-b6fa-0c4167159ba8","site":"in-blr-ananta","name":"em-110"}} | Sankar Electricals | [5 empty] | Modbus RTU |  |  | 8 | [20 empty] | HLI-53 | Proxied Device | Good | SESIPL | 10 | N/A |  | WS/Facilities |  | schneider_pm2200 | SCHNEIDER-PM2200
2521 | Building Management System | EM-111 | EM-111 | SCHNEIDER | PM2200 | Standard | Serial | EM | 6 | 670 |  |  | Active | Yes | IN-BLR-ANANTA-EM-111_6 | uuid://08c77d4d-467a-4993-a7df-d9919d2e5e94 | {"asset":{"guid":"uuid://08c77d4d-467a-4993-a7df-d9919d2e5e94","site":"in-blr-ananta","name":"em-111"}} | Sankar Electricals | [5 empty] | Modbus RTU |  |  | 9 | [20 empty] | HLI-53 | Proxied Device | Good | SESIPL | 10 | N/A |  | WS/Facilities |  | schneider_pm2200 | SCHNEIDER-PM2200
2522 | Building Management System | EM-112 | EM-112 | SCHNEIDER | PM2200 | Standard | Serial | EM | 7 | 770 |  |  | Active | Yes | IN-BLR-ANANTA-EM-112_7 | uuid://24c48c12-058d-4049-98b5-b0c4773c8e81 | {"asset":{"guid":"uuid://24c48c12-058d-4049-98b5-b0c4773c8e81","site":"in-blr-ananta","name":"em-112"}} | Sankar Electricals | [5 empty] | Modbus RTU |  |  | 2 | [20 empty] | HLI-60 | Proxied Device | Good | SESIPL | 10 | N/A |  | WS/Facilities |  | schneider_pm2200 | SCHNEIDER-PM2200
2523 | Building Management System | EM-113 | EM-113 | SCHNEIDER | PM2200 | Standard | Serial | EM | 7 | 770 |  |  | Active | Yes | IN-BLR-ANANTA-EM-113_7 | uuid://195ee3a7-275e-407e-98c0-75c09bae2b5e | {"asset":{"guid":"uuid://195ee3a7-275e-407e-98c0-75c09bae2b5e","site":"in-blr-ananta","name":"em-113"}} | Sankar Electricals | [5 empty] | Modbus RTU |  |  | 3 | [20 empty] | HLI-60 | Proxied Device | Good | SESIPL | 10 | N/A |  | WS/Facilities |  | schneider_pm2200 | SCHNEIDER-PM2200
2524 | Building Management System | EM-114 | EM-114 | SCHNEIDER | PM2200 | Standard | Serial | EM | 7 | 705 |  |  | Active | Yes | IN-BLR-ANANTA-EM-114_7 | uuid://7974a644-dc41-440a-83ad-2e0f006edf53 | {"asset":{"guid":"uuid://7974a644-dc41-440a-83ad-2e0f006edf53","site":"in-blr-ananta","name":"em-114"}} | Sankar Electricals | [5 empty] | Modbus RTU |  |  | 4 | [20 empty] | HLI-60 | Proxied Device | Good | SESIPL | 10 | N/A |  | WS/Facilities |  | schneider_pm2200 | SCHNEIDER-PM2200
2525 | Building Management System | EM-115 | EM-115 | SCHNEIDER | PM2200 | Standard | Serial | EM | 7 | 756 |  |  | Active | Yes | IN-BLR-ANANTA-EM-115_7 | uuid://3c2b94fb-cb6d-4cfa-bd6b-ed3f0c182748 | {"asset":{"guid":"uuid://3c2b94fb-cb6d-4cfa-bd6b-ed3f0c182748","site":"in-blr-ananta","name":"em-115"}} | Sankar Electricals | [5 empty] | Modbus RTU |  |  | 5 | [20 empty] | HLI-60 | Proxied Device | Good | SESIPL | 10 | N/A |  | WS/Facilities |  | schneider_pm2200 | SCHNEIDER-PM2200
2526 | Building Management System | EM-116 | EM-116 | SCHNEIDER | PM2200 | Standard | Serial | EM | 7 | 782 |  |  | Active | Yes | IN-BLR-ANANTA-EM-116_7 | uuid://7c468891-318c-4fa6-857a-f523677b9f31 | {"asset":{"guid":"uuid://7c468891-318c-4fa6-857a-f523677b9f31","site":"in-blr-ananta","name":"em-116"}} | Sankar Electricals | [5 empty] | Modbus RTU |  |  | 6 | [20 empty] | HLI-60 | Proxied Device | Good | SESIPL | 10 | N/A |  | WS/Facilities |  | schneider_pm2200 | SCHNEIDER-PM2200
2527 | Building Management System | EM-117 | EM-117 | SCHNEIDER | PM2200 | Standard | Serial | EM | 7 | 782 |  |  | Active | Yes | IN-BLR-ANANTA-EM-117_7 | uuid://51c217d7-735a-46aa-92b7-59f09daa798a | {"asset":{"guid":"uuid://51c217d7-735a-46aa-92b7-59f09daa798a","site":"in-blr-ananta","name":"em-117"}} | Sankar Electricals | [5 empty] | Modbus RTU |  |  | 7 | [20 empty] | HLI-60 | Proxied Device | Good | SESIPL | 10 | N/A |  | WS/Facilities |  | schneider_pm2200 | SCHNEIDER-PM2200
2528 | Building Management System | EM-118 | EM-118 | SCHNEIDER | PM2200 | Standard | Serial | EM | 8 | 805 |  |  | Active | Yes | IN-BLR-ANANTA-EM-118_8 | uuid://51026d1a-da05-4bf3-a980-743754ec4a0d | {"asset":{"guid":"uuid://51026d1a-da05-4bf3-a980-743754ec4a0d","site":"in-blr-ananta","name":"em-118"}} | Sankar Electricals | [5 empty] | Modbus RTU |  |  | 4 | [20 empty] | HLI-68 | Proxied Device | Good | SESIPL | 10 | N/A |  | WS/Facilities |  | schneider_pm2200 | SCHNEIDER-PM2200
2529 | Building Management System | EM-119 | EM-119 | SCHNEIDER | PM2200 | Standard | Serial | EM | 8 | 856 |  |  | Active | Yes | IN-BLR-ANANTA-EM-119_8 | uuid://60b350d2-a531-4c6b-8207-131960769c05 | {"asset":{"guid":"uuid://60b350d2-a531-4c6b-8207-131960769c05","site":"in-blr-ananta","name":"em-119"}} | Sankar Electricals | [5 empty] | Modbus RTU |  |  | 5 | [20 empty] | HLI-68 | Proxied Device | Good | SESIPL | 10 | N/A |  | WS/Facilities |  | schneider_pm2200 | SCHNEIDER-PM2200
2530 | Building Management System | EM-120 | EM-120 | SCHNEIDER | PM2200 | Standard | Serial | EM | 8 | 882 |  |  | Active | Yes | IN-BLR-ANANTA-EM-120_8 | uuid://711a586c-f718-458c-8a8b-1b449a1e6783 | {"asset":{"guid":"uuid://711a586c-f718-458c-8a8b-1b449a1e6783","site":"in-blr-ananta","name":"em-120"}} | Sankar Electricals | [5 empty] | Modbus RTU |  |  | 6 | [20 empty] | HLI-68 | Proxied Device | Good | SESIPL | 10 | N/A |  | WS/Facilities |  | schneider_pm2200 | SCHNEIDER-PM2200
2531 | Building Management System | EM-121 | EM-121 | SCHNEIDER | PM2200 | Standard | Serial | EM | 8 | 982 |  |  | Active | Yes | IN-BLR-ANANTA-EM-121_8 | uuid://4d82831e-06a0-4e51-9a42-081f494f6fd2 | {"asset":{"guid":"uuid://4d82831e-06a0-4e51-9a42-081f494f6fd2","site":"in-blr-ananta","name":"em-121"}} | Sankar Electricals | [5 empty] | Modbus RTU |  |  | 7 | [20 empty] | HLI-68 | Proxied Device | Good | SESIPL | 10 | N/A |  | WS/Facilities |  | schneider_pm2200 | SCHNEIDER-PM2200
2532 | Building Management System | EM-122 | EM-122 | SCHNEIDER | PM2200 | Standard | Serial | EM | 8 | 870 |  |  | Active | Yes | IN-BLR-ANANTA-EM-122_8 | uuid://9b54b386-aed8-4ed3-81b3-b8a97f0595c9 | {"asset":{"guid":"uuid://9b54b386-aed8-4ed3-81b3-b8a97f0595c9","site":"in-blr-ananta","name":"em-122"}} | Sankar Electricals | [5 empty] | Modbus RTU |  |  | 3 | [20 empty] | HLI-68 | Proxied Device | Good | SESIPL | 10 | N/A |  | WS/Facilities |  | schneider_pm2200 | SCHNEIDER-PM2200
2533 | Building Management System | EM-123 | EM-123 | SCHNEIDER | PM2200 | Standard | Serial | EM | 9 | 870 |  |  | Active | Yes | IN-BLR-ANANTA-EM-123_9 | uuid://e249a9d0-ea92-48da-a290-5c5c85a55ccd | {"asset":{"guid":"uuid://e249a9d0-ea92-48da-a290-5c5c85a55ccd","site":"in-blr-ananta","name":"em-123"}} | Sankar Electricals | [5 empty] | Modbus RTU |  |  | 2 | [20 empty] | HLI-68 | Proxied Device | Good | SESIPL | 10 | N/A |  | WS/Facilities |  | schneider_pm2200 | SCHNEIDER-PM2200
2534 | Building Management System | EM-124 | EM-124 | SCHNEIDER | PM2200 | Standard | Serial | EM | 9 | 905 |  |  | Active | Yes | IN-BLR-ANANTA-EM-124_9 | uuid://1dca7380-9ff9-4f0c-9a22-78e5cb2f8106 | {"asset":{"guid":"uuid://1dca7380-9ff9-4f0c-9a22-78e5cb2f8106","site":"in-blr-ananta","name":"em-124"}} | Sankar Electricals | [5 empty] | Modbus RTU |  |  | 4 | [20 empty] | HLI-76 | Proxied Device | Good | SESIPL | 10 | N/A |  | WS/Facilities |  | schneider_pm2200 | SCHNEIDER-PM2200
2535 | Building Management System | EM-125 | EM-125 | SCHNEIDER | PM2200 | Standard | Serial | EM | 9 | 956 |  |  | Active | Yes | IN-BLR-ANANTA-EM-125_9 | uuid://ee3c99c5-ecda-4b7f-9f91-aa6c2afeb636 | {"asset":{"guid":"uuid://ee3c99c5-ecda-4b7f-9f91-aa6c2afeb636","site":"in-blr-ananta","name":"em-125"}} | Sankar Electricals | [5 empty] | Modbus RTU |  |  | 5 | [20 empty] | HLI-76 | Proxied Device | Good | SESIPL | 10 | N/A |  | WS/Facilities |  | schneider_pm2200 | SCHNEIDER-PM2200
2536 | Building Management System | EM-126 | EM-126 | SCHNEIDER | PM2200 | Standard | Serial | EM | 9 | 982 |  |  | Active | Yes | IN-BLR-ANANTA-EM-126_9 | uuid://6281d348-09f7-4068-abd2-e5d888689b7c | {"asset":{"guid":"uuid://6281d348-09f7-4068-abd2-e5d888689b7c","site":"in-blr-ananta","name":"em-126"}} | Sankar Electricals | [5 empty] | Modbus RTU |  |  | 6 | [20 empty] | HLI-76 | Proxied Device | Good | SESIPL | 10 | N/A |  | WS/Facilities |  | schneider_pm2200 | SCHNEIDER-PM2200
2537 | Building Management System | EM-127 | EM-127 | SCHNEIDER | PM2200 | Standard | Serial | EM | 9 | 982 |  |  | Active | Yes | IN-BLR-ANANTA-EM-127_9 | uuid://b7d480f0-bc69-4b79-bc5f-bee292b7af36 | {"asset":{"guid":"uuid://b7d480f0-bc69-4b79-bc5f-bee292b7af36","site":"in-blr-ananta","name":"em-127"}} | Sankar Electricals | [5 empty] | Modbus RTU |  |  | 7 | [20 empty] | HLI-76 | Proxied Device | Good | SESIPL | 10 | N/A |  | WS/Facilities |  | schneider_pm2200 | SCHNEIDER-PM2200
2538 | Building Management System | EM-128 | EM-128 | SCHNEIDER | PM2200 | Standard | Serial | EM | 9 | 970 |  |  | Active | Yes | IN-BLR-ANANTA-EM-128_9 | uuid://6a26ada9-032e-47c6-80e4-484cf76747d6 | {"asset":{"guid":"uuid://6a26ada9-032e-47c6-80e4-484cf76747d6","site":"in-blr-ananta","name":"em-128"}} | Sankar Electricals | [5 empty] | Modbus RTU |  |  | 3 | [20 empty] | HLI-76 | Proxied Device | Good | SESIPL | 10 | N/A |  | WS/Facilities |  | schneider_pm2200 | SCHNEIDER-PM2200
2539 | Building Management System | EM-129 | EM-129 | SCHNEIDER | PM2200 | Standard | Serial | EM | 9 | 970 |  |  | Active | Yes | IN-BLR-ANANTA-EM-129_9 | uuid://c30755e4-43d3-4818-b858-e07829b06d95 | {"asset":{"guid":"uuid://c30755e4-43d3-4818-b858-e07829b06d95","site":"in-blr-ananta","name":"em-129"}} | Sankar Electricals | [5 empty] | Modbus RTU |  |  | 2 | [20 empty] | HLI-76 | Proxied Device | Good | SESIPL | 10 | N/A |  | WS/Facilities |  | schneider_pm2200 | SCHNEIDER-PM2200
2670 | Building Management System | EM-130 | EM-130 | SCHNEIDER | IEM3000 | Standard | Serial | EM | 9 | 905 |  |  | Active | Yes | IN-BLR-ANANTA-EM-130_9 | uuid://88c28ec7-46ec-484a-bb8a-6d2039843c92 | {"asset":{"guid":"uuid://88c28ec7-46ec-484a-bb8a-6d2039843c92","site":"in-blr-ananta","name":"em-130"}} | Sankar Electricals | [5 empty] | Modbus RTU |  |  | 12 | [20 empty] | DDC-13 | Proxied Device | Good | SESIPL |  | N/A |  | WS/Facilities | AHU ROOM-07 (AHU-13) BOTTOM RIGHT(SINGLE AHU) Loop-1 | schneider_iem3000 | SCHNEIDER-IEM3000
2671 | Building Management System | EM-131 | EM-131 | SCHNEIDER | IEM3000 | Standard | Serial | EM | 9 | 905 |  |  | Active | Yes | IN-BLR-ANANTA-EM-131_9 | uuid://06b253d2-84e6-498d-9daa-2b0c89c47b51 | {"asset":{"guid":"uuid://06b253d2-84e6-498d-9daa-2b0c89c47b51","site":"in-blr-ananta","name":"em-131"}} | Sankar Electricals | [5 empty] | Modbus RTU |  |  | 13 | [20 empty] | DDC-14 | Proxied Device | Good | SESIPL |  | N/A |  | WS/Facilities | AHU ROOM-07 (AHU-13) BOTTOM RIGHT(SINGLE AHU) Loop-1 | schneider_iem3000 | SCHNEIDER-IEM3000
2672 | Building Management System | EM-132 | EM-132 | SCHNEIDER | IEM3000 | Standard | Serial | EM | 9 | 956 |  |  | Active | Yes | IN-BLR-ANANTA-EM-132_9 | uuid://dbe8d875-3d5e-45dc-8e31-9c3dfa9a1eec | {"asset":{"guid":"uuid://dbe8d875-3d5e-45dc-8e31-9c3dfa9a1eec","site":"in-blr-ananta","name":"em-132"}} | Sankar Electricals | [5 empty] | Modbus RTU |  |  | 14 | [20 empty] | DDC-17 | Proxied Device | Good | SESIPL |  | N/A |  | WS/Facilities | AHU ROOM-07 (AHU-13) BOTTOM RIGHT(SINGLE AHU) Loop-1 | schneider_iem3000 | SCHNEIDER-IEM3000
2673 | Building Management System | EM-133 | EM-133 | SCHNEIDER | IEM3000 | Standard | Serial | EM | 9 | 956 |  |  | Active | Yes | IN-BLR-ANANTA-EM-133_9 | uuid://72486a5d-dbff-4a07-811a-8408e1976ccf | {"asset":{"guid":"uuid://72486a5d-dbff-4a07-811a-8408e1976ccf","site":"in-blr-ananta","name":"em-133"}} | Sankar Electricals | [5 empty] | Modbus RTU |  |  | 15 | [20 empty] | DDC-16 | Proxied Device | Good | SESIPL |  | N/A |  | WS/Facilities | AHU ROOM-07 (AHU-13) BOTTOM RIGHT(SINGLE AHU) Loop-1 | schneider_iem3000 | SCHNEIDER-IEM3000
2674 | Building Management System | EM-134 | EM-134 | SCHNEIDER | IEM3000 | Standard | Serial | EM | G | G56 |  |  | Active | Yes | IN-BLR-ANANTA-EM-134_G | uuid://6bdff10c-04b8-4e1e-b4e8-d1c1a8e1177e | {"asset":{"guid":"uuid://6bdff10c-04b8-4e1e-b4e8-d1c1a8e1177e","site":"in-blr-ananta","name":"em-134"}} | Micron | [5 empty] | Modbus RTU |  |  | 11 | [20 empty] | HLI-7 | Proxied Device | Good | Micron | 10 | N/A |  | WS/Facilities | AHU ROOM-07 (AHU-13) BOTTOM RIGHT(SINGLE AHU) Loop-1 | schneider_iem3000 | SCHNEIDER-IEM3000
2675 | Building Management System | EM-135 | EM-135 | SCHNEIDER | IEM3000 | Standard | Serial | EM | G | G56 |  |  | Active | Yes | IN-BLR-ANANTA-EM-135_G | uuid://0d84611a-ac77-479f-8a9a-341ffaf1b6e5 | {"asset":{"guid":"uuid://0d84611a-ac77-479f-8a9a-341ffaf1b6e5","site":"in-blr-ananta","name":"em-135"}} | Micron | [5 empty] | Modbus RTU |  |  | 12 | [20 empty] | HLI-7 | Proxied Device | Good | Micron | 10 | N/A |  | WS/Facilities | AHU ROOM-07 (AHU-13) BOTTOM RIGHT(SINGLE AHU) Loop-1 | schneider_iem3000 | SCHNEIDER-IEM3000
2676 | Building Management System | EM-136 | EM-136 | SCHNEIDER | IEM3000 | Standard | Serial | EM | G | G05 |  |  | Active | Yes | IN-BLR-ANANTA-EM-136_G | uuid://d44e9071-f677-4c68-9563-13a156adbee9 | {"asset":{"guid":"uuid://d44e9071-f677-4c68-9563-13a156adbee9","site":"in-blr-ananta","name":"em-136"}} | Micron | [5 empty] | Modbus RTU |  |  | 13 | [20 empty] | HLI-5 | Proxied Device | Good | Micron | 10 | N/A |  | WS/Facilities | AHU ROOM-07 (AHU-13) BOTTOM RIGHT(SINGLE AHU) Loop-1 | schneider_iem3000 | SCHNEIDER-IEM3000
2677 | Building Management System | EM-137 | EM-137 | SCHNEIDER | IEM3000 | Standard | Serial | EM | G | G05 |  |  | Active | Yes | IN-BLR-ANANTA-EM-137_G | uuid://88b42b49-eca8-4646-a4b4-0cc7a64e8f69 | {"asset":{"guid":"uuid://88b42b49-eca8-4646-a4b4-0cc7a64e8f69","site":"in-blr-ananta","name":"em-137"}} | Micron | [5 empty] | Modbus RTU |  |  | 14 | [20 empty] | HLI-5 | Proxied Device | Good | Micron | 10 | N/A |  | WS/Facilities | AHU ROOM-07 (AHU-13) BOTTOM RIGHT(SINGLE AHU) Loop-1 | schneider_iem3000 | SCHNEIDER-IEM3000
| Building Management System | EM-138 | EM-138 | SCHNEIDER | IEM3000 | Standard | Serial | EM | B1 | B1I99 |  |  | Active | Yes | IN-BLR-ANANTA-EM-138_B1 | uuid://aa7d6a6f-145d-4af9-89da-f2b8c8e71d89 | {"asset":{"guid":"uuid://aa7d6a6f-145d-4af9-89da-f2b8c8e71d89","site":"in-blr-ananta","name":"em-138"}} | Micron | [5 empty] | Modbus RTU |  |  | 7 | [20 empty] | HLI-4 | Proxied Device | Good |  |  | N/A |  | WS/Facilities |  | schneider_iem3000 | SCHNEIDER-IEM3000
2679 | Building Management System | EM-139 | EM-139 | SCHNEIDER | IEM3000 | Standard | Serial | EM | 1 | 1A31 |  |  | Active | Yes | IN-BLR-ANANTA-EM-139_1 | uuid://586955a9-975a-4a78-980e-6b2e8627bbfc | {"asset":{"guid":"uuid://586955a9-975a-4a78-980e-6b2e8627bbfc","site":"in-blr-ananta","name":"em-139"}} | Micron | [5 empty] | Modbus RTU |  |  | 6 | [20 empty] | HLI-16 | Proxied Device | Good | Micron | 10 | N/A |  | WS/Facilities | AHU ROOM-07 (AHU-13) BOTTOM RIGHT(SINGLE AHU) Loop-1 | schneider_iem3000 | SCHNEIDER-IEM3000
2680 | Building Management System | EM-140 | EM-140 | SCHNEIDER | IEM3000 | Standard | Serial | EM | 1 | 1A31 |  |  | Active | Yes | IN-BLR-ANANTA-EM-140_1 | uuid://5289607c-0131-4f66-b46d-9ec50fb2ecdd | {"asset":{"guid":"uuid://5289607c-0131-4f66-b46d-9ec50fb2ecdd","site":"in-blr-ananta","name":"em-140"}} | Micron | [5 empty] | Modbus RTU |  |  | 7 | [20 empty] | HLI-16 | Proxied Device | Good | Micron | 10 | N/A |  | WS/Facilities | AHU ROOM-07 (AHU-13) BOTTOM RIGHT(SINGLE AHU) Loop-1 | schneider_iem3000 | SCHNEIDER-IEM3000
2681 | Building Management System | EM-141 | EM-141 | SCHNEIDER | IEM3000 | Standard | Serial | EM | 1 | 1B27 |  |  | Active | Yes | IN-BLR-ANANTA-EM-141_1 | uuid://30e239cd-1c99-440b-b372-b583ec225a09 | {"asset":{"guid":"uuid://30e239cd-1c99-440b-b372-b583ec225a09","site":"in-blr-ananta","name":"em-141"}} | Micron | [5 empty] | Modbus RTU |  |  | 8 | [20 empty] | HLI-13 | Proxied Device | Good | Micron | 10 | N/A |  | WS/Facilities | AHU ROOM-07 (AHU-13) BOTTOM RIGHT(SINGLE AHU) Loop-1 | schneider_iem3000 | SCHNEIDER-IEM3000
2682 | Building Management System | EM-142 | EM-142 | SCHNEIDER | IEM3000 | Standard | Serial | EM | 1 | 1B27 |  |  | Active | Yes | IN-BLR-ANANTA-EM-142_1 | uuid://be8d3d6e-4bbc-4930-a103-95d78ba880cf | {"asset":{"guid":"uuid://be8d3d6e-4bbc-4930-a103-95d78ba880cf","site":"in-blr-ananta","name":"em-142"}} | Micron | [5 empty] | Modbus RTU |  |  | 9 | [20 empty] | HLI-13 | Proxied Device | Good | Micron | 10 | N/A |  | WS/Facilities | AHU ROOM-07 (AHU-13) BOTTOM RIGHT(SINGLE AHU) Loop-1 | schneider_iem3000 | SCHNEIDER-IEM3000
2683 | Building Management System | EM-143 | EM-143 | SCHNEIDER | IEM3000 | Standard | Serial | EM | 2 | 234 |  |  | Active | Yes | IN-BLR-ANANTA-EM-143_2 | uuid://f4e515f0-03b6-46d2-b876-724b4a123604 | {"asset":{"guid":"uuid://f4e515f0-03b6-46d2-b876-724b4a123604","site":"in-blr-ananta","name":"em-143"}} | Micron | [5 empty] | Modbus RTU |  |  | 13 | [20 empty] | HLI-18 | Proxied Device | Good | Micron | 10 | N/A |  | WS/Facilities | AHU ROOM-07 (AHU-13) BOTTOM RIGHT(SINGLE AHU) Loop-1 | schneider_iem3000 | SCHNEIDER-IEM3000
2684 | Building Management System | EM-144 | EM-144 | SCHNEIDER | IEM3000 | Standard | Serial | EM | 2 | 234 |  |  | Active | Yes | IN-BLR-ANANTA-EM-144_2 | uuid://e2861983-2b1e-44d4-8c8f-4c17c783a755 | {"asset":{"guid":"uuid://e2861983-2b1e-44d4-8c8f-4c17c783a755","site":"in-blr-ananta","name":"em-144"}} | Micron | [5 empty] | Modbus RTU |  |  | 14 | [20 empty] | HLI-18 | Proxied Device | Good | Micron | 10 | N/A |  | WS/Facilities | AHU ROOM-07 (AHU-13) BOTTOM RIGHT(SINGLE AHU) Loop-1 | schneider_iem3000 | SCHNEIDER-IEM3000
2685 | Building Management System | EM-145 | EM-145 | SCHNEIDER | IEM3000 | Standard | Serial | EM | 2 | 205 |  |  | Active | Yes | IN-BLR-ANANTA-EM-145_2 | uuid://e3b44e98-93ce-47ce-893d-9fee6d8f773f | {"asset":{"guid":"uuid://e3b44e98-93ce-47ce-893d-9fee6d8f773f","site":"in-blr-ananta","name":"em-145"}} | Micron | [5 empty] | Modbus RTU |  |  | 11 | [20 empty] | HLI-18 | Proxied Device | Good | Micron | 10 | N/A |  | WS/Facilities | AHU ROOM-07 (AHU-13) BOTTOM RIGHT(SINGLE AHU) Loop-1 | schneider_iem3000 | SCHNEIDER-IEM3000
2686 | Building Management System | EM-146 | EM-146 | SCHNEIDER | IEM3000 | Standard | Serial | EM | 2 | 205 |  |  | Active | Yes | IN-BLR-ANANTA-EM-146_2 | uuid://77bf1d0f-4a2b-4f8a-8357-06735fd56900 | {"asset":{"guid":"uuid://77bf1d0f-4a2b-4f8a-8357-06735fd56900","site":"in-blr-ananta","name":"em-146"}} | Micron | [5 empty] | Modbus RTU |  |  | 12 | [20 empty] | HLI-18 | Proxied Device | Good | Micron | 10 | N/A |  | WS/Facilities | AHU ROOM-07 (AHU-13) BOTTOM RIGHT(SINGLE AHU) Loop-1 | schneider_iem3000 | SCHNEIDER-IEM3000
2687 | Building Management System | EM-147 | EM-147 | SCHNEIDER | IEM3000 | Standard | Serial | EM | 3 | 356 |  |  | Active | Yes | IN-BLR-ANANTA-EM-147_3 | uuid://32db984a-252a-4272-b6a3-96bf724b2abd | {"asset":{"guid":"uuid://32db984a-252a-4272-b6a3-96bf724b2abd","site":"in-blr-ananta","name":"em-147"}} | Micron | [5 empty] | Modbus RTU |  |  | 11 | [20 empty] | DDC-51 | Proxied Device | Good | Micron |  | N/A |  | WS/Facilities | AHU ROOM-07 (AHU-13) BOTTOM RIGHT(SINGLE AHU) Loop-1 | schneider_iem3000 | SCHNEIDER-IEM3000
2688 | Building Management System | EM-148 | EM-148 | SCHNEIDER | IEM3000 | Standard | Serial | EM | 3 | 356 |  |  | Active | Yes | IN-BLR-ANANTA-EM-148_3 | uuid://913f636f-ec8f-45f7-862d-61f7c26b8924 | {"asset":{"guid":"uuid://913f636f-ec8f-45f7-862d-61f7c26b8924","site":"in-blr-ananta","name":"em-148"}} | Micron | [5 empty] | Modbus RTU |  |  | 12 | [20 empty] | DDC-56 | Proxied Device | Good | Micron |  | N/A |  | WS/Facilities | AHU ROOM-07 (AHU-13) BOTTOM RIGHT(SINGLE AHU) Loop-1 | schneider_iem3000 | SCHNEIDER-IEM3000
2689 | Building Management System | EM-149 | EM-149 | SCHNEIDER | IEM3000 | Standard | Serial | EM | 3 | 305 |  |  | Active | Yes | IN-BLR-ANANTA-EM-149_3 | uuid://d665f009-9411-4c78-a758-e00ab98961fa | {"asset":{"guid":"uuid://d665f009-9411-4c78-a758-e00ab98961fa","site":"in-blr-ananta","name":"em-149"}} | Micron | [5 empty] | Modbus RTU |  |  | 13 | [20 empty] | DDC-55 | Proxied Device | Good | Micron |  | N/A |  | WS/Facilities | AHU ROOM-07 (AHU-13) BOTTOM RIGHT(SINGLE AHU) Loop-1 | schneider_iem3000 | SCHNEIDER-IEM3000
2691 | Building Management System | EM-150 | EM-150 | SCHNEIDER | IEM3000 | Standard | Serial | EM | 3 | 305 |  |  | Active | Yes | IN-BLR-ANANTA-EM-150_3 | uuid://8e5b4351-cc83-4937-a41f-8862755ad859 | {"asset":{"guid":"uuid://8e5b4351-cc83-4937-a41f-8862755ad859","site":"in-blr-ananta","name":"em-150"}} | Micron | [5 empty] | Modbus RTU |  |  | 14 | [20 empty] | DDC-60 | Proxied Device | Good | Micron | 10 | N/A |  | WS/Facilities | AHU ROOM-07 (AHU-13) BOTTOM RIGHT(SINGLE AHU) Loop-1 | schneider_iem3000 | SCHNEIDER-IEM3000
| Building Management System | EM-151 | EM-151 | SCHNEIDER | IEM3000 | Standard | Serial | EM | 4 | 456 |  |  | Active | Yes | IN-BLR-ANANTA-EM-151_4 | uuid://26ad3396-b845-4758-8ea3-ee81a4a72430 | {"asset":{"guid":"uuid://26ad3396-b845-4758-8ea3-ee81a4a72430","site":"in-blr-ananta","name":"em-151"}} | Micron | [5 empty] | Modbus RTU |  |  | 11 | [20 empty] | HLI-33 | Proxied Device | Good | Micron | 10 | N/A |  | WS/Facilities |  | schneider_iem3000 | SCHNEIDER-IEM3000
| Building Management System | EM-152 | EM-152 | SCHNEIDER | IEM3000 | Standard | Serial | EM | 4 | 456 |  |  | Active | Yes | IN-BLR-ANANTA-EM-152_4 | uuid://39764020-a11c-4977-a1c6-01a71bfbb694 | {"asset":{"guid":"uuid://39764020-a11c-4977-a1c6-01a71bfbb694","site":"in-blr-ananta","name":"em-152"}} | Micron | [5 empty] | Modbus RTU |  |  | 12 | [20 empty] | HLI-33 | Proxied Device | Good | Micron | 10 | N/A |  | WS/Facilities |  | schneider_iem3000 | SCHNEIDER-IEM3000
| Building Management System | EM-153 | EM-153 | SCHNEIDER | IEM3000 | Standard | Serial | EM | 4 | 405 |  |  | Active | Yes | IN-BLR-ANANTA-EM-153_4 | uuid://41555c9e-fb59-46b8-a55d-a9de235c0043 | {"asset":{"guid":"uuid://41555c9e-fb59-46b8-a55d-a9de235c0043","site":"in-blr-ananta","name":"em-153"}} | Micron | [5 empty] | Modbus RTU |  |  | 13 | [20 empty] | HLI-33 | Proxied Device | Good | Micron | 10 | N/A |  | WS/Facilities |  | schneider_iem3000 | SCHNEIDER-IEM3000
| Building Management System | EM-154 | EM-154 | SCHNEIDER | IEM3000 | Standard | Serial | EM | 4 | 405 |  |  | Active | Yes | IN-BLR-ANANTA-EM-154_4 | uuid://4bf59106-2975-4ea0-ad8d-f06fbea296b1 | {"asset":{"guid":"uuid://4bf59106-2975-4ea0-ad8d-f06fbea296b1","site":"in-blr-ananta","name":"em-154"}} | Micron | [5 empty] | Modbus RTU |  |  | 14 | [20 empty] | HLI-33 | Proxied Device | Good | Micron | 10 | N/A |  | WS/Facilities |  | schneider_iem3000 | SCHNEIDER-IEM3000
| Building Management System | EM-155 | EM-155 | SCHNEIDER | IEM3000 | Standard | Serial | EM | 5 | 505 |  |  | Active | Yes | IN-BLR-ANANTA-EM-155_5 | uuid://756a409a-a96e-46cb-ab3f-60e3fd7d7841 | {"asset":{"guid":"uuid://756a409a-a96e-46cb-ab3f-60e3fd7d7841","site":"in-blr-ananta","name":"em-155"}} | Micron | [5 empty] | Modbus RTU |  |  | 11 | [20 empty] | HLI-40 | Proxied Device | Good | Micron | 10 | N/A |  | WS/Facilities |  | schneider_iem3000 | SCHNEIDER-IEM3000
| Building Management System | EM-156 | EM-156 | SCHNEIDER | IEM3000 | Standard | Serial | EM | 5 | 505 |  |  | Active | Yes | IN-BLR-ANANTA-EM-156_5 | uuid://aa2bb59e-2dbe-491f-b809-201dc6f5bff8 | {"asset":{"guid":"uuid://aa2bb59e-2dbe-491f-b809-201dc6f5bff8","site":"in-blr-ananta","name":"em-156"}} | Micron | [5 empty] | Modbus RTU |  |  | 12 | [20 empty] | HLI-40 | Proxied Device | Good | Micron | 10 | N/A |  | WS/Facilities |  | schneider_iem3000 | SCHNEIDER-IEM3000
| Building Management System | EM-157 | EM-157 | SCHNEIDER | IEM3000 | Standard | Serial | EM | 5 | 556 |  |  | Active | Yes | IN-BLR-ANANTA-EM-157_5 | uuid://8216141c-e5cc-4201-9369-ac914cc6873e | {"asset":{"guid":"uuid://8216141c-e5cc-4201-9369-ac914cc6873e","site":"in-blr-ananta","name":"em-157"}} | Micron | [5 empty] | Modbus RTU |  |  | 13 | [20 empty] | HLI-40 | Proxied Device | Good | Micron | 10 | N/A |  | WS/Facilities |  | schneider_iem3000 | SCHNEIDER-IEM3000
| Building Management System | EM-158 | EM-158 | SCHNEIDER | IEM3000 | Standard | Serial | EM | 5 | 556 |  |  | Active | Yes | IN-BLR-ANANTA-EM-158_5 | uuid://a9d7d989-eb81-42ac-9e46-a60e94a1ea3f | {"asset":{"guid":"uuid://a9d7d989-eb81-42ac-9e46-a60e94a1ea3f","site":"in-blr-ananta","name":"em-158"}} | Micron | [5 empty] | Modbus RTU |  |  | 14 | [20 empty] | HLI-40 | Proxied Device | Good | Micron | 10 | N/A |  | WS/Facilities |  | schneider_iem3000 | SCHNEIDER-IEM3000
| Building Management System | EM-159 | EM-159 | SCHNEIDER | IEM3000 | Standard | Serial | EM | 6 | 656 |  |  | Active | Yes | IN-BLR-ANANTA-EM-159_6 | uuid://35e5ede8-e6ec-4d4e-b927-96c2c0c76266 | {"asset":{"guid":"uuid://35e5ede8-e6ec-4d4e-b927-96c2c0c76266","site":"in-blr-ananta","name":"em-159"}} | Micron | [5 empty] | Modbus RTU |  |  | 11 | [20 empty] | HLI-53 | Proxied Device | Good | SESIPL | 10 | N/A |  | WS/Facilities |  | schneider_iem3000 | SCHNEIDER-IEM3000
| Building Management System | EM-160 | EM-160 | SCHNEIDER | IEM3000 | Standard | Serial | EM | 6 | 656 |  |  | Active | Yes | IN-BLR-ANANTA-EM-160_6 | uuid://b3264151-9fdc-497d-94a9-bb506e309aa3 | {"asset":{"guid":"uuid://b3264151-9fdc-497d-94a9-bb506e309aa3","site":"in-blr-ananta","name":"em-160"}} | Micron | [5 empty] | Modbus RTU |  |  | 12 | [20 empty] | HLI-53 | Proxied Device | Good | SESIPL | 10 | N/A |  | WS/Facilities |  | schneider_iem3000 | SCHNEIDER-IEM3000
| Building Management System | EM-161 | EM-161 | SCHNEIDER | IEM3000 | Standard | Serial | EM | 6 | 656 |  |  | Active | Yes | IN-BLR-ANANTA-EM-161_6 | uuid://691cb694-92ef-446e-8eec-b550fa102b43 | {"asset":{"guid":"uuid://691cb694-92ef-446e-8eec-b550fa102b43","site":"in-blr-ananta","name":"em-161"}} | Micron | [5 empty] | Modbus RTU |  |  | 13 | [20 empty] | HLI-53 | Proxied Device | Good | SESIPL | 10 | N/A |  | WS/Facilities |  | schneider_iem3000 | SCHNEIDER-IEM3000
| Building Management System | EM-162 | EM-162 | SCHNEIDER | IEM3000 | Standard | Serial | EM | 6 | 605 |  |  | Active | Yes | IN-BLR-ANANTA-EM-162_6 | uuid://e65624c3-fabd-43a6-a47f-811dd021e6c6 | {"asset":{"guid":"uuid://e65624c3-fabd-43a6-a47f-811dd021e6c6","site":"in-blr-ananta","name":"em-162"}} | Micron | [5 empty] | Modbus RTU |  |  | 14 | [20 empty] | HLI-53 | Proxied Device | Good | SESIPL | 10 | N/A |  | WS/Facilities |  | schneider_iem3000 | SCHNEIDER-IEM3000
| Building Management System | EM-163 | EM-163 | SCHNEIDER | IEM3000 | Standard | Serial | EM | 6 | 605 |  |  | Active | Yes | IN-BLR-ANANTA-EM-163_6 | uuid://b9561a42-08f5-47e4-8f07-9832af5ea27e | {"asset":{"guid":"uuid://b9561a42-08f5-47e4-8f07-9832af5ea27e","site":"in-blr-ananta","name":"em-163"}} | Micron | [5 empty] | Modbus RTU |  |  | 15 | [20 empty] | HLI-53 | Proxied Device | Good | SESIPL | 10 | N/A |  | WS/Facilities |  | schneider_iem3000 | SCHNEIDER-IEM3000
| Building Management System | EM-164 | EM-164 | SCHNEIDER | IEM3000 | Standard | Serial | EM | 6 | 605 |  |  | Active | Yes | IN-BLR-ANANTA-EM-164_6 | uuid://77cc921b-1beb-42b1-9281-b210bb3370f5 | {"asset":{"guid":"uuid://77cc921b-1beb-42b1-9281-b210bb3370f5","site":"in-blr-ananta","name":"em-164"}} | Micron | [5 empty] | Modbus RTU |  |  | 16 | [20 empty] | HLI-53 | Proxied Device | Good | SESIPL | 10 | N/A |  | WS/Facilities |  | schneider_iem3000 | SCHNEIDER-IEM3000
| Building Management System | EM-165 | EM-165 | SCHNEIDER | IEM3000 | Standard | Serial | EM | 7 | 705 |  |  | Active | Yes | IN-BLR-ANANTA-EM-165_7 | uuid://7c8acb97-a533-40b5-8f83-85b34e92f84b | {"asset":{"guid":"uuid://7c8acb97-a533-40b5-8f83-85b34e92f84b","site":"in-blr-ananta","name":"em-165"}} | Sankar Electricals | [5 empty] | Modbus RTU |  |  | 11 | [20 empty] | HLI-60 | Proxied Device | Good | SESIPL | 10 | N/A |  | WS/Facilities |  | schneider_iem3000 | SCHNEIDER-IEM3000
| Building Management System | EM-166 | EM-166 | SCHNEIDER | IEM3000 | Standard | Serial | EM | 7 | 705 |  |  | Active | Yes | IN-BLR-ANANTA-EM-166_7 | uuid://d30d81dd-34dd-42e3-8c46-4b60ed107053 | {"asset":{"guid":"uuid://d30d81dd-34dd-42e3-8c46-4b60ed107053","site":"in-blr-ananta","name":"em-166"}} | Sankar Electricals | [5 empty] | Modbus RTU |  |  | 12 | [20 empty] | HLI-60 | Proxied Device | Good | SESIPL | 10 | N/A |  | WS/Facilities |  | schneider_iem3000 | SCHNEIDER-IEM3000
| Building Management System | EM-167 | EM-167 | SCHNEIDER | IEM3000 | Standard | Serial | EM | 7 | 756 |  |  | Active | Yes | IN-BLR-ANANTA-EM-167_7 | uuid://c2873138-a672-4448-8c7f-f4b177d3aadc | {"asset":{"guid":"uuid://c2873138-a672-4448-8c7f-f4b177d3aadc","site":"in-blr-ananta","name":"em-167"}} | Sankar Electricals | [5 empty] | Modbus RTU |  |  | 13 | [20 empty] | HLI-60 | Proxied Device | Good | SESIPL | 10 | N/A |  | WS/Facilities |  | schneider_iem3000 | SCHNEIDER-IEM3000
| Building Management System | EM-168 | EM-168 | SCHNEIDER | IEM3000 | Standard | Serial | EM | 7 | 756 |  |  | Active | Yes | IN-BLR-ANANTA-EM-168_7 | uuid://3b82fd6a-7738-45ef-9f51-98a5faccc413 | {"asset":{"guid":"uuid://3b82fd6a-7738-45ef-9f51-98a5faccc413","site":"in-blr-ananta","name":"em-168"}} | Sankar Electricals | [5 empty] | Modbus RTU |  |  | 14 | [20 empty] | HLI-60 | Proxied Device | Good | SESIPL | 10 | N/A |  | WS/Facilities |  | schneider_iem3000 | SCHNEIDER-IEM3000
| Building Management System | EM-169 | EM-169 | SCHNEIDER | IEM3000 | Standard | Serial | EM | 8 | 805 |  |  | Active | Yes | IN-BLR-ANANTA-EM-169_8 | uuid://4e7e41e3-7531-4f22-b772-bb3e4fa02d4a | {"asset":{"guid":"uuid://4e7e41e3-7531-4f22-b772-bb3e4fa02d4a","site":"in-blr-ananta","name":"em-169"}} | Sankar Electricals | [5 empty] | Modbus RTU |  |  | 11 | [20 empty] | HLI-68 | Proxied Device | Good | SESIPL | 10 | N/A |  | WS/Facilities |  | schneider_iem3000 | SCHNEIDER-IEM3000
| Building Management System | EM-170 | EM-170 | SCHNEIDER | IEM3000 | Standard | Serial | EM | 8 | 805 |  |  | Active | Yes | IN-BLR-ANANTA-EM-170_8 | uuid://c3b4cc82-9149-43be-8af3-a73771212dc4 | {"asset":{"guid":"uuid://c3b4cc82-9149-43be-8af3-a73771212dc4","site":"in-blr-ananta","name":"em-170"}} | Sankar Electricals | [5 empty] | Modbus RTU |  |  | 12 | [20 empty] | HLI-68 | Proxied Device | Good | SESIPL | 10 | N/A |  | WS/Facilities |  | schneider_iem3000 | SCHNEIDER-IEM3000
| Building Management System | EM-171 | EM-171 | SCHNEIDER | IEM3000 | Standard | Serial | EM | 8 | 856 |  |  | Active | Yes | IN-BLR-ANANTA-EM-171_8 | uuid://ce86e2da-1448-4670-bcca-c983f640033f | {"asset":{"guid":"uuid://ce86e2da-1448-4670-bcca-c983f640033f","site":"in-blr-ananta","name":"em-171"}} | Sankar Electricals | [5 empty] | Modbus RTU |  |  | 13 | [20 empty] | HLI-68 | Proxied Device | Good | SESIPL | 10 | N/A |  | WS/Facilities |  | schneider_iem3000 | SCHNEIDER-IEM3000
| Building Management System | EM-172 | EM-172 | SCHNEIDER | IEM3000 | Standard | Serial | EM | 8 | 856 |  |  | Active | Yes | IN-BLR-ANANTA-EM-172_8 | uuid://45273d2f-7bcb-43af-b11d-00cf7092ec65 | {"asset":{"guid":"uuid://45273d2f-7bcb-43af-b11d-00cf7092ec65","site":"in-blr-ananta","name":"em-172"}} | Sankar Electricals | [5 empty] | Modbus RTU |  |  | 14 | [20 empty] | HLI-68 | Proxied Device | Good | SESIPL | 10 | N/A |  | WS/Facilities |  | schneider_iem3000 | SCHNEIDER-IEM3000
| Building Management System | EM-173 | EM-173 | SCHNEIDER | PM2200 | Standard | Serial | EM | 10 | 1005 |  |  | Active | Yes | IN-BLR-ANANTA-EM-173_10 | uuid://ad075a58-7698-4d4a-9ed1-6bc15456f70f | {"asset":{"guid":"uuid://ad075a58-7698-4d4a-9ed1-6bc15456f70f","site":"in-blr-ananta","name":"em-173"}} | Micron | [5 empty] | Modbus RTU |  |  | 6 | [20 empty] | HLI-84 | Proxied Device | Good | SESIPL | 10 |  |  | WS/Facilities |  | schneider_pm2200 | SCHNEIDER-PM2200
| Building Management System | EM-174 | EM-174 | SCHNEIDER | PM2200 | Standard | Serial | EM | 10 | 1056 |  |  | Active | Yes | IN-BLR-ANANTA-EM-174_10 | uuid://65bf6803-6d16-4f9f-a17f-a1e00ee92c47 | {"asset":{"guid":"uuid://65bf6803-6d16-4f9f-a17f-a1e00ee92c47","site":"in-blr-ananta","name":"em-174"}} | Micron | [5 empty] | Modbus RTU |  |  | 8 | [20 empty] | HLI-84 | Proxied Device | Good | SESIPL | 10 |  |  | WS/Facilities |  | schneider_pm2200 | SCHNEIDER-PM2200
| Building Management System | EM-175 | EM-175 | SCHNEIDER | PM2200 | Standard | Serial | EM | 10 | 1075 |  |  | Active | Yes | IN-BLR-ANANTA-EM-175_10 | uuid://5ef64c33-0e46-432d-b76c-e3b7cca11e0e | {"asset":{"guid":"uuid://5ef64c33-0e46-432d-b76c-e3b7cca11e0e","site":"in-blr-ananta","name":"em-175"}} | Micron | [5 empty] | Modbus RTU |  |  | 10 | [20 empty] | HLI-84 | Proxied Device | Good | SESIPL | 10 |  |  | WS/Facilities |  | schneider_pm2200 | SCHNEIDER-PM2200
| Building Management System | EM-176 | EM-176 | SCHNEIDER | PM2200 | Standard | Serial | EM | 10 | 1075 |  |  | Active | Yes | IN-BLR-ANANTA-EM-176_10 | uuid://2d26ebe5-bcdf-4d50-a923-789a7650a36f | {"asset":{"guid":"uuid://2d26ebe5-bcdf-4d50-a923-789a7650a36f","site":"in-blr-ananta","name":"em-176"}} | Micron | [5 empty] | Modbus RTU |  |  | 11 | [20 empty] | HLI-84 | Proxied Device | Good | SESIPL | 10 |  |  | WS/Facilities |  | schneider_pm2200 | SCHNEIDER-PM2200
| Building Management System | EM-177 | EM-177 | SCHNEIDER | PM2200 | Standard | Serial | EM | 10 | 1070 |  |  | Active | Yes | IN-BLR-ANANTA-EM-177_10 | uuid://a1229b81-5940-461e-9f40-2b70bae967a8 | {"asset":{"guid":"uuid://a1229b81-5940-461e-9f40-2b70bae967a8","site":"in-blr-ananta","name":"em-177"}} | Micron | [5 empty] | Modbus RTU |  |  | 3 | [20 empty] | HLI-84 | Proxied Device | Good | SESIPL | 10 |  |  | WS/Facilities |  | schneider_pm2200 | SCHNEIDER-PM2200
| Building Management System | EM-178 | EM-178 | SCHNEIDER | PM2200 | Standard | Serial | EM | 10 | 1070 |  |  | Active | Yes | IN-BLR-ANANTA-EM-178_10 | uuid://6a5508af-7a73-478a-b86c-1ca4f0cf9b3d | {"asset":{"guid":"uuid://6a5508af-7a73-478a-b86c-1ca4f0cf9b3d","site":"in-blr-ananta","name":"em-178"}} | Micron | [5 empty] | Modbus RTU |  |  | 2 | [20 empty] | HLI-84 | Proxied Device | Good | SESIPL | 10 |  |  | WS/Facilities |  | schneider_pm2200 | SCHNEIDER-PM2200
| Building Management System | EM-179 | EM-179 | SCHNEIDER | PM2200 | Standard | Serial | EM | 10 | 1070 |  |  | Active | Yes | IN-BLR-ANANTA-EM-179_10 | uuid://841f508d-894d-4672-bc39-dbf7579cb15c | {"asset":{"guid":"uuid://841f508d-894d-4672-bc39-dbf7579cb15c","site":"in-blr-ananta","name":"em-179"}} | Micron | [5 empty] | Modbus RTU |  |  | 4 | [20 empty] | HLI-84 | Proxied Device | Good | SESIPL | 10 |  |  | WS/Facilities |  | schneider_pm2200 | SCHNEIDER-PM2200
| Building Management System | EM-180 | EM-180 | SCHNEIDER | PM2200 | Standard | Serial | EM | 10 | 1070 |  |  | Active | Yes | IN-BLR-ANANTA-EM-180_10 | uuid://79ca0148-e369-4b44-8ec5-6b40f5efb39c | {"asset":{"guid":"uuid://79ca0148-e369-4b44-8ec5-6b40f5efb39c","site":"in-blr-ananta","name":"em-180"}} | Micron | [5 empty] | Modbus RTU |  |  | 5 | [20 empty] | HLI-84 | Proxied Device | Good | SESIPL | 10 |  |  | WS/Facilities |  | schneider_pm2200 | SCHNEIDER-PM2200
| Building Management System | EM-181 | EM-181 | SCHNEIDER | IEM3000 | Standard | Serial | EM | 10 | 1005 |  |  | Active | Yes | IN-BLR-ANANTA-EM-181_10 | uuid://b7fbf898-06e2-4297-aa05-6ceb5c7b78f9 | {"asset":{"guid":"uuid://b7fbf898-06e2-4297-aa05-6ceb5c7b78f9","site":"in-blr-ananta","name":"em-181"}} | Micron | [5 empty] | Modbus RTU |  |  | 7 | [20 empty] | HLI-84 | Proxied Device | Good | SESIPL | 10 |  |  | WS/Facilities |  | schneider_iem3000 | SCHNEIDER-IEM3000
| Building Management System | EM-182 | EM-182 | SCHNEIDER | PM2200 | Standard | Serial | EM | 10 | 1056 |  |  | Active | Yes | IN-BLR-ANANTA-EM-182_10 | uuid://c1e361a0-1fc4-414e-a00a-0e5481e54312 | {"asset":{"guid":"uuid://c1e361a0-1fc4-414e-a00a-0e5481e54312","site":"in-blr-ananta","name":"em-182"}} | Micron | [5 empty] | Modbus RTU |  |  | 9 | [20 empty] | HLI-84 | Proxied Device | Good | SESIPL | 10 |  |  | WS/Facilities |  | schneider_pm2200 | SCHNEIDER-PM2200
| Building Management System | EM-183 | EM-183 | SCHNEIDER | IEM3000 | Standard | Serial | EM | 11 | 1105 |  |  | Active | Yes | IN-BLR-ANANTA-EM-183_11 | uuid://95197071-1dd1-4dcb-a971-89d7cc04167a | {"asset":{"guid":"uuid://95197071-1dd1-4dcb-a971-89d7cc04167a","site":"in-blr-ananta","name":"em-183"}} | Micron | [5 empty] | Modbus RTU |  |  | 4 | [20 empty] | HLI-91 | Proxied Device | Good | SESIPL | 10 |  |  | WS/Facilities |  | schneider_iem3000 | SCHNEIDER-IEM3000
| Building Management System | EM-184 | EM-184 | SCHNEIDER | PM2200 | Standard | Serial | EM | 11 | 1156 |  |  | Active | Yes | IN-BLR-ANANTA-EM-184_11 | uuid://3ad742df-6962-4653-9eae-1124f4103bbf | {"asset":{"guid":"uuid://3ad742df-6962-4653-9eae-1124f4103bbf","site":"in-blr-ananta","name":"em-184"}} | Micron | [5 empty] | Modbus RTU |  |  | 7 | [20 empty] | HLI-91 | Proxied Device | Good | SESIPL | 10 |  |  | WS/Facilities |  | schneider_pm2200 | SCHNEIDER-PM2200
| Building Management System | EM-185 | EM-185 | SCHNEIDER | PM2200 | Standard | Serial | EM | 11 | 1175 |  |  | Active | Yes | IN-BLR-ANANTA-EM-185_11 | uuid://abc59966-fa51-4c58-bb4d-02303a72bf0c | {"asset":{"guid":"uuid://abc59966-fa51-4c58-bb4d-02303a72bf0c","site":"in-blr-ananta","name":"em-185"}} | Micron | [5 empty] | Modbus RTU |  |  | 10 | [20 empty] | HLI-91 | Proxied Device | Good | SESIPL | 10 |  |  | WS/Facilities |  | schneider_pm2200 | SCHNEIDER-PM2200
| Building Management System | EM-186 | EM-186 | SCHNEIDER | PM2200 | Standard | Serial | EM | 11 | 1175 |  |  | Active | Yes | IN-BLR-ANANTA-EM-186_11 | uuid://6cad9c9c-a5a8-4598-ba40-d58bdb3cf70d | {"asset":{"guid":"uuid://6cad9c9c-a5a8-4598-ba40-d58bdb3cf70d","site":"in-blr-ananta","name":"em-186"}} | Micron | [5 empty] | Modbus RTU |  |  | 11 | [20 empty] | HLI-91 | Proxied Device | Good | SESIPL | 10 |  |  | WS/Facilities |  | schneider_pm2200 | SCHNEIDER-PM2200
| Building Management System | EM-187 | EM-187 | SCHNEIDER | PM2200 | Standard | Serial | EM | 11 | 1170 |  |  | Active | Yes | IN-BLR-ANANTA-EM-187_11 | uuid://9923faf1-edbd-4d58-9481-2f95155f043c | {"asset":{"guid":"uuid://9923faf1-edbd-4d58-9481-2f95155f043c","site":"in-blr-ananta","name":"em-187"}} | Micron | [5 empty] | Modbus RTU |  |  | 3 | [20 empty] | HLI-91 | Proxied Device | Good | SESIPL | 10 |  |  | WS/Facilities |  | schneider_pm2200 | SCHNEIDER-PM2200
| Building Management System | EM-188 | EM-188 | SCHNEIDER | IEM3000 | Standard | Serial | EM | 11 | 1170 |  |  | Active | Yes | IN-BLR-ANANTA-EM-188_11 | uuid://cb5d3106-620d-4bf0-a5de-f18a8a5e04af | {"asset":{"guid":"uuid://cb5d3106-620d-4bf0-a5de-f18a8a5e04af","site":"in-blr-ananta","name":"em-188"}} | Micron | [5 empty] | Modbus RTU |  |  | 2 | [20 empty] | HLI-91 | Proxied Device | Good | SESIPL | 10 |  |  | WS/Facilities |  | schneider_iem3000 | SCHNEIDER-IEM3000
| Building Management System | EM-189 | EM-189 | SCHNEIDER | IEM3000 | Standard | Serial | EM | 11 | 1105 |  |  | Active | Yes | IN-BLR-ANANTA-EM-189_11 | uuid://f844a50a-58da-4e1e-bfd4-73447342db61 | {"asset":{"guid":"uuid://f844a50a-58da-4e1e-bfd4-73447342db61","site":"in-blr-ananta","name":"em-189"}} | Micron | [5 empty] | Modbus RTU |  |  | 5 | [20 empty] | HLI-91 | Proxied Device | Good | SESIPL | 10 |  |  | WS/Facilities |  | schneider_iem3000 | SCHNEIDER-IEM3000
| Building Management System | EM-190 | EM-190 | SCHNEIDER | IEM3000 | Standard | Serial | EM | 11 | 1105 |  |  | Active | Yes | IN-BLR-ANANTA-EM-190_11 | uuid://8c34bf57-d447-4967-85a7-bde152681c53 | {"asset":{"guid":"uuid://8c34bf57-d447-4967-85a7-bde152681c53","site":"in-blr-ananta","name":"em-190"}} | Micron | [5 empty] | Modbus RTU |  |  | 6 | [20 empty] | HLI-91 | Proxied Device | Good | SESIPL | 10 |  |  | WS/Facilities |  | schneider_iem3000 | SCHNEIDER-IEM3000
| Building Management System | EM-191 | EM-191 | SCHNEIDER | IEM3000 | Standard | Serial | EM | 11 | 1156 |  |  | Active | Yes | IN-BLR-ANANTA-EM-191_11 | uuid://4c980298-79b9-41b6-81bd-6fe3d220b92d | {"asset":{"guid":"uuid://4c980298-79b9-41b6-81bd-6fe3d220b92d","site":"in-blr-ananta","name":"em-191"}} | Micron | [5 empty] | Modbus RTU |  |  | 8 | [20 empty] | HLI-91 | Proxied Device | Good | SESIPL | 10 |  |  | WS/Facilities |  | schneider_iem3000 | SCHNEIDER-IEM3000
| Building Management System | EM-192 | EM-192 | SCHNEIDER | IEM3000 | Standard | Serial | EM | 11 | 1156 |  |  | Active | Yes | IN-BLR-ANANTA-EM-192_11 | uuid://175e4269-6739-4488-a317-783ebe25a9e7 | {"asset":{"guid":"uuid://175e4269-6739-4488-a317-783ebe25a9e7","site":"in-blr-ananta","name":"em-192"}} | Micron | [5 empty] | Modbus RTU |  |  | 9 | [20 empty] | HLI-91 | Proxied Device | Good | SESIPL | 10 |  |  | WS/Facilities |  | schneider_iem3000 | SCHNEIDER-IEM3000
| Building Management System | EM-193 | EM-193 | SCHNEIDER | PM2200 | Standard | Serial | EM | Roof | Roof |  |  | Active | Yes | IN-BLR-ANANTA-EM-193_Roof | uuid://948466eb-b511-4a4d-a642-9d4c6c55d3ff | {"asset":{"guid":"uuid://948466eb-b511-4a4d-a642-9d4c6c55d3ff","site":"in-blr-ananta","name":"em-193"}} | Micron | [5 empty] | Modbus RTU |  |  | 2 | [20 empty] | DDC-75 | Proxied Device | Good |  | 10 |  |  | WS/Facilities |  | schneider_pm2200 | SCHNEIDER-PM2200
| Building Management System | EM-194 | EM-194 | SCHNEIDER | PM2200 | Standard | Serial | EM | Roof | Roof |  |  | Active | Yes | IN-BLR-ANANTA-EM-194_Roof | uuid://dcb22044-8174-4c4d-bf12-0a88c4e5772b | {"asset":{"guid":"uuid://dcb22044-8174-4c4d-bf12-0a88c4e5772b","site":"in-blr-ananta","name":"em-194"}} | Micron | [5 empty] | Modbus RTU |  |  | 3 | [20 empty] | DDC-75 | Proxied Device | Good |  | 10 |  |  | WS/Facilities |  | schneider_pm2200 | SCHNEIDER-PM2200
| Building Management System | EM-195 | EM-195 | SCHNEIDER | PM2200 | Standard | Serial | EM | Roof | Roof |  |  | Active | Yes | IN-BLR-ANANTA-EM-195_Roof | uuid://e4376010-bd5d-4da9-a2e4-26a01b158461 | {"asset":{"guid":"uuid://e4376010-bd5d-4da9-a2e4-26a01b158461","site":"in-blr-ananta","name":"em-195"}} | Micron | [5 empty] | Modbus RTU |  |  | 2 | [20 empty] | DDC-76 | Proxied Device | Good |  | 10 |  |  | WS/Facilities |  | schneider_pm2200 | SCHNEIDER-PM2200
| Building Management System | EM-196 | EM-196 | SCHNEIDER | PM2200 | Standard | Serial | EM | Roof | Roof |  |  | Active | Yes | IN-BLR-ANANTA-EM-196_Roof | uuid://956236c3-7d38-4b5b-bd39-bce321945f34 | {"asset":{"guid":"uuid://956236c3-7d38-4b5b-bd39-bce321945f34","site":"in-blr-ananta","name":"em-196"}} | Micron | [5 empty] | Modbus RTU |  |  | 3 | [20 empty] | DDC-76 | Proxied Device | Good |  | 10 |  |  | WS/Facilities |  | schneider_pm2200 | SCHNEIDER-PM2200
| Building Management System | EM-197 | EM-197 | SCHNEIDER | PM2200 | Standard | Serial | EM | Roof | Roof |  |  | Active | Yes | IN-BLR-ANANTA-EM-197_Roof | uuid://3126faad-901c-4436-9cbe-03e470530b9a | {"asset":{"guid":"uuid://3126faad-901c-4436-9cbe-03e470530b9a","site":"in-blr-ananta","name":"em-197"}} | Micron | [5 empty] | Modbus RTU |  |  | 3 | [20 empty] | HLI-112 | Proxied Device | Good |  | 10 |  |  | WS/Facilities |  | schneider_pm2200 | SCHNEIDER-PM2200
| Building Management System | EM-198 | EM-198 | SCHNEIDER | PM2200 | Standard | Serial | EM | Roof | Roof |  |  | Active | Yes | IN-BLR-ANANTA-EM-198_Roof | uuid://8d34c939-40c8-4087-aa65-0fe066b15a27 | {"asset":{"guid":"uuid://8d34c939-40c8-4087-aa65-0fe066b15a27","site":"in-blr-ananta","name":"em-198"}} | Micron | [5 empty] | Modbus RTU |  |  | 4 | [20 empty] | HLI-112 | Proxied Device | Good |  | 10 |  |  | WS/Facilities |  | schneider_pm2200 | SCHNEIDER-PM2200
| Building Management System | EM-199 | EM-199 | SCHNEIDER | EASYLOGIC EM6436H RS | Standard | Serial | EM | B1 | B1I99 |  |  | Active | Yes | IN-BLR-ANANTA-EM-199_B1 | uuid://208ab1d6-2650-45d1-a4f3-e288b92c1eea | {"asset":{"guid":"uuid://208ab1d6-2650-45d1-a4f3-e288b92c1eea","site":"in-blr-ananta","name":"em-199"}} | Micron | [5 empty] | Modbus RTU |  |  | 8 | [20 empty] | HLI-4 | Proxied Device | Good |  | 10 |  |  | WS/Facilities |  | schneider_easylogicem6436hrs | SCHNEIDER-EASYLOGICEM6436HRS
| Building Management System | EM-200 | EM-200 | SCHNEIDER | EASYLOGIC EM6436H RS | Standard | Serial | EM | B1 | B1I99 |  |  | Active | Yes | IN-BLR-ANANTA-EM-200_B1 | uuid://b5243576-477b-4e9e-a124-2afd916be4d6 | {"asset":{"guid":"uuid://b5243576-477b-4e9e-a124-2afd916be4d6","site":"in-blr-ananta","name":"em-200"}} | Micron | [5 empty] | Modbus RTU |  |  | 9 | [20 empty] | HLI-4 | Proxied Device | Good |  | 10 |  |  | WS/Facilities |  | schneider_easylogicem6436hrs | SCHNEIDER-EASYLOGICEM6436HRS
| Building Management System | EM-501 | EM-501 | SCHNEIDER | PM2200 | Standard | Serial | EM | B1 | B1I17 |  |  | Active | Yes | IN-BLR-ANANTA-EM-501_B1 | uuid://5702b245-6655-49b1-b69a-8d2629aeb7ca | {"asset":{"guid":"uuid://5702b245-6655-49b1-b69a-8d2629aeb7ca","site":"in-blr-ananta","name":"em-501"}} | Micron | [5 empty] | Modbus RTU |  |  | 15 | [20 empty] | HLI-4 | Proxied Device | Good |  | 10 |  |  | WS/Facilities |  | schneider_pm2200 | SCHNEIDER-PM2200
| Building Management System | EM-502 | EM-502 | SCHNEIDER | EASYLOGIC EM6436H RS | Standard | Serial | EM | B1 | B1I17 |  |  | Active | Yes | IN-BLR-ANANTA-EM-502_B1 | uuid://4d95e3f9-d06a-4006-b46c-3c3635087034 | {"asset":{"guid":"uuid://4d95e3f9-d06a-4006-b46c-3c3635087034","site":"in-blr-ananta","name":"em-502"}} | Micron | [5 empty] | Modbus RTU |  |  | 16 | [20 empty] | HLI-4 | Proxied Device | Good |  | 10 |  |  | WS/Facilities |  | schneider_easylogicem6436hrs | SCHNEIDER-EASYLOGICEM6436HRS
| Building Management System | EM-503 | EM-503 | SCHNEIDER | EASYLOGIC EM6436H RS | Standard | Serial | EM | B1 | B1I17 |  |  | Active | Yes | IN-BLR-ANANTA-EM-503_B1 | uuid://4bf23dd3-8b3b-4be7-b572-3c988bed8270 | {"asset":{"guid":"uuid://4bf23dd3-8b3b-4be7-b572-3c988bed8270","site":"in-blr-ananta","name":"em-503"}} | Micron | [5 empty] | Modbus RTU |  |  | 17 | [20 empty] | HLI-4 | Proxied Device | Good |  | 10 |  |  | WS/Facilities |  | schneider_easylogicem6436hrs | SCHNEIDER-EASYLOGICEM6436HRS
| Building Management System | EM-504 | EM-504 | SCHNEIDER | EASYLOGIC EM6436H RS | Standard | Serial | EM | B1 | B1I17 |  |  | Active | Yes | IN-BLR-ANANTA-EM-504_B1 | uuid://b89dbd0b-9926-47ab-84ae-23cbc315d259 | {"asset":{"guid":"uuid://b89dbd0b-9926-47ab-84ae-23cbc315d259","site":"in-blr-ananta","name":"em-504"}} | Micron | [5 empty] | Modbus RTU |  |  | 18 | [20 empty] | HLI-4 | Proxied Device | Good |  | 10 |  |  | WS/Facilities |  | schneider_easylogicem6436hrs | SCHNEIDER-EASYLOGICEM6436HRS
| Building Management System | EM-505 | EM-505 | SCHNEIDER | EASYLOGIC EM6436H RS | Standard | Serial | EM | B1 | B1I17 |  |  | Active | Yes | IN-BLR-ANANTA-EM-505_B1 | uuid://955b3047-d0d2-4e45-b38e-7578a4d56344 | {"asset":{"guid":"uuid://955b3047-d0d2-4e45-b38e-7578a4d56344","site":"in-blr-ananta","name":"em-505"}} | Micron | [5 empty] | Modbus RTU |  |  | 19 | [20 empty] | HLI-4 | Proxied Device | Good |  | 10 |  |  | WS/Facilities |  | schneider_easylogicem6436hrs | SCHNEIDER-EASYLOGICEM6436HRS
| Building Management System | EM-506 | EM-506 | SCHNEIDER | EASYLOGIC EM6436H RS | Standard | Serial | EM | B1 | B1I17 |  |  | Active | Yes | IN-BLR-ANANTA-EM-506_B1 | uuid://9019c5e0-60f1-4d31-9b27-d7eb6d05c842 | {"asset":{"guid":"uuid://9019c5e0-60f1-4d31-9b27-d7eb6d05c842","site":"in-blr-ananta","name":"em-506"}} | Micron | [5 empty] | Modbus RTU |  |  | 20 | [20 empty] | HLI-4 | Proxied Device | Good |  | 10 |  |  | WS/Facilities |  | schneider_easylogicem6436hrs | SCHNEIDER-EASYLOGICEM6436HRS
| Building Management System | EM-507 | EM-507 | SCHNEIDER | EASYLOGIC EM6436H RS | Standard | Serial | EM | B1 | B1I17 |  |  | Active | Yes | IN-BLR-ANANTA-EM-507_B1 | uuid://8897c894-5cc2-4bfb-9bc3-072cc6d52468 | {"asset":{"guid":"uuid://8897c894-5cc2-4bfb-9bc3-072cc6d52468","site":"in-blr-ananta","name":"em-507"}} | Micron | [5 empty] | Modbus RTU |  |  | 21 | [20 empty] | HLI-4 | Proxied Device | Good |  | 10 |  |  | WS/Facilities |  | schneider_easylogicem6436hrs | SCHNEIDER-EASYLOGICEM6436HRS
| Building Management System | EM-508 | EM-508 | SCHNEIDER | PM2200 | Standard | Serial | EM | B1 | CB11616 |  |  | Active | Yes | IN-BLR-ANANTA-EM-508_B1 | uuid://c722b17d-e103-4639-85ee-5921a7388826 | {"asset":{"guid":"uuid://c722b17d-e103-4639-85ee-5921a7388826","site":"in-blr-ananta","name":"em-508"}} | Micron | [5 empty] | Modbus RTU |  |  | 22 | [20 empty] | HLI-4 | Proxied Device | Good |  | 10 |  |  | WS/Facilities |  | schneider_pm2200 | SCHNEIDER-PM2200
| Building Management System | EM-509 | EM-509 | SCHNEIDER | EASYLOGIC EM6436H RS | Standard | Serial | EM | B1 | CB11616 |  |  | Active | Yes | IN-BLR-ANANTA-EM-509_B1 | uuid://da693ced-3257-422e-9fb2-3563674076ea | {"asset":{"guid":"uuid://da693ced-3257-422e-9fb2-3563674076ea","site":"in-blr-ananta","name":"em-509"}} | Micron | [5 empty] | Modbus RTU |  |  | 23 | [20 empty] | HLI-4 | Proxied Device | Good |  | 10 |  |  | WS/Facilities |  | schneider_easylogicem6436hrs | SCHNEIDER-EASYLOGICEM6436HRS
| Building Management System | EM-510 | EM-510 | SCHNEIDER | EASYLOGIC EM6436H RS | Standard | Serial | EM | B1 | CB11616 |  |  | Active | Yes | IN-BLR-ANANTA-EM-510_B1 | uuid://a3bfdd2c-024a-482c-acaa-c729d1bf801b | {"asset":{"guid":"uuid://a3bfdd2c-024a-482c-acaa-c729d1bf801b","site":"in-blr-ananta","name":"em-510"}} | Micron | [5 empty] | Modbus RTU |  |  | 24 | [20 empty] | HLI-4 | Proxied Device | Good |  | 10 |  |  | WS/Facilities |  | schneider_easylogicem6436hrs | SCHNEIDER-EASYLOGICEM6436HRS
| Building Management System | EM-511 | EM-511 | SCHNEIDER | EASYLOGIC EM6436H RS | Standard | Serial | EM | B1 | CB11616 |  |  | Active | Yes | IN-BLR-ANANTA-EM-511_B1 | uuid://0eecf617-0821-4a94-a7f3-e2bb148c4c22 | {"asset":{"guid":"uuid://0eecf617-0821-4a94-a7f3-e2bb148c4c22","site":"in-blr-ananta","name":"em-511"}} | Micron | [5 empty] | Modbus RTU |  |  | 25 | [20 empty] | HLI-4 | Proxied Device | Good |  | 10 |  |  | WS/Facilities |  | schneider_easylogicem6436hrs | SCHNEIDER-EASYLOGICEM6436HRS
| Building Management System | EM-512 | EM-512 | SCHNEIDER | EASYLOGIC EM6436H RS | Standard | Serial | EM | B1 | CB11616 |  |  | Active | Yes | IN-BLR-ANANTA-EM-512_B1 | uuid://68d107eb-3cd1-476b-80ac-b6d6a979f1b3 | {"asset":{"guid":"uuid://68d107eb-3cd1-476b-80ac-b6d6a979f1b3","site":"in-blr-ananta","name":"em-512"}} | Micron | [5 empty] | Modbus RTU |  |  | 26 | [20 empty] | HLI-4 | Proxied Device | Good |  | 10 |  |  | WS/Facilities |  | schneider_easylogicem6436hrs | SCHNEIDER-EASYLOGICEM6436HRS
| Building Management System | EM-513 | EM-513 | SCHNEIDER | PM2200 | Standard | Serial | EM | B1 | CB151 |  |  | Active | Yes | IN-BLR-ANANTA-EM-513_B1 | uuid://dd7e09f1-2bdc-484e-b788-1805a1b7c73c | {"asset":{"guid":"uuid://dd7e09f1-2bdc-484e-b788-1805a1b7c73c","site":"in-blr-ananta","name":"em-513"}} | Micron | [5 empty] | Modbus RTU |  |  | 10 | [20 empty] | HLI-4 | Proxied Device | Good |  | 10 |  |  | WS/Facilities |  | schneider_pm2200 | SCHNEIDER-PM2200
| Building Management System | EM-514 | EM-514 | SCHNEIDER | EASYLOGIC EM6436H RS | Standard | Serial | EM | B1 | CB151 |  |  | Active | Yes | IN-BLR-ANANTA-EM-514_B1 | uuid://8b774f2c-0348-44fe-910e-5af4b4f076a9 | {"asset":{"guid":"uuid://8b774f2c-0348-44fe-910e-5af4b4f076a9","site":"in-blr-ananta","name":"em-514"}} | Micron | [5 empty] | Modbus RTU |  |  | 11 | [20 empty] | HLI-4 | Proxied Device | Good |  | 10 |  |  | WS/Facilities |  | schneider_easylogicem6436hrs | SCHNEIDER-EASYLOGICEM6436HRS
| Building Management System | EM-515 | EM-515 | SCHNEIDER | EASYLOGIC EM6436H RS | Standard | Serial | EM | B1 | CB151 |  |  | Active | Yes | IN-BLR-ANANTA-EM-515_B1 | uuid://2f9165f2-4748-44e8-87f6-c369db40af22 | {"asset":{"guid":"uuid://2f9165f2-4748-44e8-87f6-c369db40af22","site":"in-blr-ananta","name":"em-515"}} | Micron | [5 empty] | Modbus RTU |  |  | 12 | [20 empty] | HLI-4 | Proxied Device | Good |  | 10 |  |  | WS/Facilities |  | schneider_easylogicem6436hrs | SCHNEIDER-EASYLOGICEM6436HRS
| Building Management System | EM-516 | EM-516 | SCHNEIDER | EASYLOGIC EM6436H RS | Standard | Serial | EM | B1 | CB151 |  |  | Active | Yes | IN-BLR-ANANTA-EM-516_B1 | uuid://0e28eb8e-29fb-49e7-8ad8-79817ca7792c | {"asset":{"guid":"uuid://0e28eb8e-29fb-49e7-8ad8-79817ca7792c","site":"in-blr-ananta","name":"em-516"}} | Micron | [5 empty] | Modbus RTU |  |  | 13 | [20 empty] | HLI-4 | Proxied Device | Good |  | 10 |  |  | WS/Facilities |  | schneider_easylogicem6436hrs | SCHNEIDER-EASYLOGICEM6436HRS
| Building Management System | EM-517 | EM-517 | SCHNEIDER | EASYLOGIC EM6436H RS | Standard | Serial | EM | B1 | CB151 |  |  | Active | Yes | IN-BLR-ANANTA-EM-517_B1 | uuid://51fef764-39ae-4cfa-921d-fdee6282e0c3 | {"asset":{"guid":"uuid://51fef764-39ae-4cfa-921d-fdee6282e0c3","site":"in-blr-ananta","name":"em-517"}} | Micron | [5 empty] | Modbus RTU |  |  | 14 | [20 empty] | HLI-4 | Proxied Device | Good |  | 10 |  |  | WS/Facilities |  | schneider_easylogicem6436hrs | SCHNEIDER-EASYLOGICEM6436HRS
| Building Management System | EM-518 | EM-518 | SCHNEIDER | IEM3000 | Standard | Serial | EM | B1 | B190 |  |  | Active | Yes | IN-BLR-ANANTA-EM-518_B1 | uuid://7d0a9182-28d2-4a16-ba5a-436e921df012 | {"asset":{"guid":"uuid://7d0a9182-28d2-4a16-ba5a-436e921df012","site":"in-blr-ananta","name":"em-518"}} | Micron | [5 empty] | Modbus RTU |  |  | 2 | [20 empty] | HLI-2 | Proxied Device | Good |  | 10 |  |  | WS/Facilities |  | schneider_iem3000 | SCHNEIDER-IEM3000
| Building Management System | EM-519 | EM-519 | SCHNEIDER | IEM3000 | Standard | Serial | EM | B1 | B190 |  |  | Active | Yes | IN-BLR-ANANTA-EM-519_B1 | uuid://cd76f09f-eca7-4030-a718-933b1764d706 | {"asset":{"guid":"uuid://cd76f09f-eca7-4030-a718-933b1764d706","site":"in-blr-ananta","name":"em-519"}} | Micron | [5 empty] | Modbus RTU |  |  | 3 | [20 empty] | HLI-2 | Proxied Device | Good |  | 10 |  |  | WS/Facilities |  | schneider_iem3000 | SCHNEIDER-IEM3000
| Building Management System | EM-520 | EM-520 | SCHNEIDER | IEM3000 | Standard | Serial | EM | B1 | B190 |  |  | Active | Yes | IN-BLR-ANANTA-EM-520_B1 | uuid://58fe58eb-a629-4236-a399-a5d9c8bb922b | {"asset":{"guid":"uuid://58fe58eb-a629-4236-a399-a5d9c8bb922b","site":"in-blr-ananta","name":"em-520"}} | Micron | [5 empty] | Modbus RTU |  |  | 4 | [20 empty] | HLI-2 | Proxied Device | Good |  | 10 |  |  | WS/Facilities |  | schneider_iem3000 | SCHNEIDER-IEM3000
| Building Management System | EM-521 | EM-521 | SCHNEIDER | IEM3000 | Standard | Serial | EM | B1 | B190 |  |  | Active | Yes | IN-BLR-ANANTA-EM-521_B1 | uuid://aef073bc-2193-4b54-b2cb-003d7e3dd7c2 | {"asset":{"guid":"uuid://aef073bc-2193-4b54-b2cb-003d7e3dd7c2","site":"in-blr-ananta","name":"em-521"}} | Micron | [5 empty] | Modbus RTU |  |  | 5 | [20 empty] | HLI-2 | Proxied Device | Good |  | 10 |  |  | WS/Facilities |  | schneider_iem3000 | SCHNEIDER-IEM3000
| Building Management System | EM-522 | EM-522 | SCHNEIDER | IEM3000 | Standard | Serial | EM | B1 | B190 |  |  | Active | Yes | IN-BLR-ANANTA-EM-522_B1 | uuid://1c72f3aa-e075-4734-8626-21ae3e7aa098 | {"asset":{"guid":"uuid://1c72f3aa-e075-4734-8626-21ae3e7aa098","site":"in-blr-ananta","name":"em-522"}} | Micron | [5 empty] | Modbus RTU |  |  | 6 | [20 empty] | HLI-2 | Proxied Device | Good |  | 10 |  |  | WS/Facilities |  | schneider_iem3000 | SCHNEIDER-IEM3000
| Building Management System | EM-523 | EM-523 | SCHNEIDER | IEM3000 | Standard | Serial | EM | B1 | B190 |  |  | Active | Yes | IN-BLR-ANANTA-EM-523_B1 | uuid://6aa65fe5-c06a-47cf-aa20-1ca73a8252a1 | {"asset":{"guid":"uuid://6aa65fe5-c06a-47cf-aa20-1ca73a8252a1","site":"in-blr-ananta","name":"em-523"}} | Micron | [5 empty] | Modbus RTU |  |  | 7 | [20 empty] | HLI-2 | Proxied Device | Good |  | 10 |  |  | WS/Facilities |  | schneider_iem3000 | SCHNEIDER-IEM3000
| Building Management System | EM-524 | EM-524 | SCHNEIDER | IEM3000 | Standard | Serial | EM | B1 | B190 |  |  | Active | Yes | IN-BLR-ANANTA-EM-524_B1 | uuid://cefbad90-0bf1-4f76-9782-eafa6908c693 | {"asset":{"guid":"uuid://cefbad90-0bf1-4f76-9782-eafa6908c693","site":"in-blr-ananta","name":"em-524"}} | Micron | [5 empty] | Modbus RTU |  |  | 8 | [20 empty] | HLI-2 | Proxied Device | Good |  | 10 |  |  | WS/Facilities |  | schneider_iem3000 | SCHNEIDER-IEM3000
| Building Management System | EM-525 | EM-525 | SCHNEIDER | IEM3000 | Standard | Serial | EM | B1 | B190 |  |  | Active | Yes | IN-BLR-ANANTA-EM-525_B1 | uuid://60913064-1bcb-4822-b574-6530c50e1d2e | {"asset":{"guid":"uuid://60913064-1bcb-4822-b574-6530c50e1d2e","site":"in-blr-ananta","name":"em-525"}} | Micron | [5 empty] | Modbus RTU |  |  | 9 | [20 empty] | HLI-2 | Proxied Device | Good |  | 10 |  |  | WS/Facilities |  | schneider_iem3000 | SCHNEIDER-IEM3000
| Building Management System | EM-526 | EM-526 | SCHNEIDER | IEM3000 | Standard | Serial | EM | B1 | B190 |  |  | Active | Yes | IN-BLR-ANANTA-EM-526_B1 | uuid://9fbf9aa4-8cbd-417f-af7f-9c8a3ee0ddce | {"asset":{"guid":"uuid://9fbf9aa4-8cbd-417f-af7f-9c8a3ee0ddce","site":"in-blr-ananta","name":"em-526"}} | Micron | [5 empty] | Modbus RTU |  |  | 10 | [20 empty] | HLI-2 | Proxied Device | Good |  | 10 |  |  | WS/Facilities |  | schneider_iem3000 | SCHNEIDER-IEM3000
| Building Management System | EM-527 | EM-527 | SCHNEIDER | IEM3000 | Standard | Serial | EM | B1 | B193 |  |  | Active | Yes | IN-BLR-ANANTA-EM-527_B1 | uuid://1234aba1-9e02-4a4c-8d9e-a562cca87411 | {"asset":{"guid":"uuid://1234aba1-9e02-4a4c-8d9e-a562cca87411","site":"in-blr-ananta","name":"em-527"}} | Micron | [5 empty] | Modbus RTU |  |  | 11 | [20 empty] | HLI-2 | Proxied Device | Good |  | 10 |  |  | WS/Facilities |  | schneider_iem3000 | SCHNEIDER-IEM3000
| Building Management System | EM-528 | EM-528 | SCHNEIDER | IEM3000 | Standard | Serial | EM | B1 | B193 |  |  | Active | Yes | IN-BLR-ANANTA-EM-528_B1 | uuid://0c228fed-c375-4b21-a4d4-3eb9a7f0c524 | {"asset":{"guid":"uuid://0c228fed-c375-4b21-a4d4-3eb9a7f0c524","site":"in-blr-ananta","name":"em-528"}} | Micron | [5 empty] | Modbus RTU |  |  | 12 | [20 empty] | HLI-2 | Proxied Device | Good |  | 10 |  |  | WS/Facilities |  | schneider_iem3000 | SCHNEIDER-IEM3000
| Building Management System | EM-529 | EM-529 | SCHNEIDER | IEM3000 | Standard | Serial | EM | B1 | B193 |  |  | Active | Yes | IN-BLR-ANANTA-EM-529_B1 | uuid://28636cf9-12a1-440a-bda4-df664c4cef32 | {"asset":{"guid":"uuid://28636cf9-12a1-440a-bda4-df664c4cef32","site":"in-blr-ananta","name":"em-529"}} | Micron | [5 empty] | Modbus RTU |  |  | 13 | [20 empty] | HLI-2 | Proxied Device | Good |  | 10 |  |  | WS/Facilities |  | schneider_iem3000 | SCHNEIDER-IEM3000
| Building Management System | EM-530 | EM-530 | SCHNEIDER | IEM3000 | Standard | Serial | EM | B1 | B193 |  |  | Active | Yes | IN-BLR-ANANTA-EM-530_B1 | uuid://582efcf1-d91d-467f-8a36-496af10e4871 | {"asset":{"guid":"uuid://582efcf1-d91d-467f-8a36-496af10e4871","site":"in-blr-ananta","name":"em-530"}} | Micron | [5 empty] | Modbus RTU |  |  | 14 | [20 empty] | HLI-2 | Proxied Device | Good |  | 10 |  |  | WS/Facilities |  | schneider_iem3000 | SCHNEIDER-IEM3000
| Building Management System | EM-531 | EM-531 | SCHNEIDER | IEM3000 | Standard | Serial | EM | B1 | B193 |  |  | Active | Yes | IN-BLR-ANANTA-EM-531_B1 | uuid://cf98b195-fb53-4eac-bb68-fee0d67e602b | {"asset":{"guid":"uuid://cf98b195-fb53-4eac-bb68-fee0d67e602b","site":"in-blr-ananta","name":"em-531"}} | Micron | [5 empty] | Modbus RTU |  |  | 15 | [20 empty] | HLI-2 | Proxied Device | Good |  | 10 |  |  | WS/Facilities |  | schneider_iem3000 | SCHNEIDER-IEM3000
| Building Management System | EM-532 | EM-532 | SCHNEIDER | IEM3000 | Standard | Serial | EM | B1 | B193 |  |  | Active | Yes | IN-BLR-ANANTA-EM-532_B1 | uuid://cb2eefd1-3a62-40ad-b401-7a9f31a6fafa | {"asset":{"guid":"uuid://cb2eefd1-3a62-40ad-b401-7a9f31a6fafa","site":"in-blr-ananta","name":"em-532"}} | Micron | [5 empty] | Modbus RTU |  |  | 16 | [20 empty] | HLI-2 | Proxied Device | Good |  | 10 |  |  | WS/Facilities |  | schneider_iem3000 | SCHNEIDER-IEM3000
| Building Management System | EM-533 | EM-533 | SCHNEIDER | IEM3000 | Standard | Serial | EM | B1 | B193 |  |  | Active | Yes | IN-BLR-ANANTA-EM-533_B1 | uuid://4e4070e9-196d-4bb6-8bc3-e644338026fe | {"asset":{"guid":"uuid://4e4070e9-196d-4bb6-8bc3-e644338026fe","site":"in-blr-ananta","name":"em-533"}} | Micron | [5 empty] | Modbus RTU |  |  | 17 | x | [19 empty] | HLI-2 | Proxied Device | Good |  | 10 |  |  | WS/Facilities |  | schneider_iem3000 | SCHNEIDER-IEM3000
| Building Management System | EM-534 | EM-534 | SCHNEIDER | IEM3000 | Standard | Serial | EM | B1 | B193 |  |  | Active | Yes | IN-BLR-ANANTA-EM-534_B1 | uuid://bfdb166c-4b98-4333-b671-e41fe2429993 | {"asset":{"guid":"uuid://bfdb166c-4b98-4333-b671-e41fe2429993","site":"in-blr-ananta","name":"em-534"}} | Micron | [5 empty] | Modbus RTU |  |  | 18 | [20 empty] | HLI-2 | Proxied Device | Good |  | 10 |  |  | WS/Facilities |  | schneider_iem3000 | SCHNEIDER-IEM3000
| Building Management System | EM-535 | EM-535 | SCHNEIDER | IEM3000 | Standard | Serial | EM | B1 | B193 |  |  | Active | Yes | IN-BLR-ANANTA-EM-535_B1 | uuid://dcaaa1f6-25b2-4602-848e-4e77ef085c99 | {"asset":{"guid":"uuid://dcaaa1f6-25b2-4602-848e-4e77ef085c99","site":"in-blr-ananta","name":"em-535"}} | Micron | [5 empty] | Modbus RTU |  |  | 19 | [20 empty] | HLI-2 | Proxied Device | Good |  | 10 |  |  | WS/Facilities |  | schneider_iem3000 | SCHNEIDER-IEM3000
| Building Management System | EM-201 | EM-201 | SCHNEIDER | PM1130H | Standard | Serial | EM | G | GC26 |  |  | Active | Yes | IN-BLR-ANANTA-EM-201_G | uuid://99713d71-8dd7-4685-b3ea-5cba1dfe6fbd | {"asset":{"guid":"uuid://99713d71-8dd7-4685-b3ea-5cba1dfe6fbd","site":"in-blr-ananta","name":"em-201"}} | Base Builder | [5 empty] | Modbus RTU |  |  | 1 | [20 empty] | HLI-203 | Proxied Device | Good |  | 10 |  |  | WS/Facilities |  | schneider_pm1130h | SCHNEIDER-PM1130H
| Building Management System | EM-202 | EM-202 | SCHNEIDER | PM1130H | Standard | Serial | EM | G | GC26 |  |  | Active | Yes | IN-BLR-ANANTA-EM-202_G | uuid://529747ab-c8d8-41c1-91eb-acd1ecf5abd5 | {"asset":{"guid":"uuid://529747ab-c8d8-41c1-91eb-acd1ecf5abd5","site":"in-blr-ananta","name":"em-202"}} | Base Builder | [5 empty] | Modbus RTU |  |  | 2 | [20 empty] | HLI-203 | Proxied Device | Good |  | 10 |  |  | WS/Facilities |  | schneider_pm1130h | SCHNEIDER-PM1130H
| Building Management System | EM-203 | EM-203 | SCHNEIDER | PM1130H | Standard | Serial | EM | G | GC26 |  |  | Active | Yes | IN-BLR-ANANTA-EM-203_G | uuid://3c894332-2a59-455c-a036-ba68cd17997a | {"asset":{"guid":"uuid://3c894332-2a59-455c-a036-ba68cd17997a","site":"in-blr-ananta","name":"em-203"}} | Base Builder | [5 empty] | Modbus RTU |  |  | 5 | [20 empty] | HLI-203 | Proxied Device | Good |  | 10 |  |  | WS/Facilities |  | schneider_pm1130h | SCHNEIDER-PM1130H
| Building Management System | EM-204 | EM-204 | SCHNEIDER | PM1130H | Standard | Serial | EM | G | GC26 |  |  | Active | Yes | IN-BLR-ANANTA-EM-204_G | uuid://09059af9-f625-4b7d-89c5-e34be5563f31 | {"asset":{"guid":"uuid://09059af9-f625-4b7d-89c5-e34be5563f31","site":"in-blr-ananta","name":"em-204"}} | Base Builder | [5 empty] | Modbus RTU |  |  | 6 | [20 empty] | HLI-203 | Proxied Device | Good |  | 10 |  |  | WS/Facilities |  | schneider_pm1130h | SCHNEIDER-PM1130H
| Building Management System | EM-205 | EM-205 | SCHNEIDER | PM1130H | Standard | Serial | EM | G | GC26 |  |  | Active | Yes | IN-BLR-ANANTA-EM-205_G | uuid://2534484e-061e-4729-bc70-198fa47eb120 | {"asset":{"guid":"uuid://2534484e-061e-4729-bc70-198fa47eb120","site":"in-blr-ananta","name":"em-205"}} | Base Builder | [5 empty] | Modbus RTU |  |  | 7 | [20 empty] | HLI-203 | Proxied Device | Good |  | 10 |  |  | WS/Facilities |  | schneider_pm1130h | SCHNEIDER-PM1130H
| Building Management System | EM-206 | EM-206 | SCHNEIDER | PM1130H | Standard | Serial | EM | G | GC26 |  |  | Active | Yes | IN-BLR-ANANTA-EM-206_G | uuid://5c6d86fd-8ba8-490b-ad66-37e46416538f | {"asset":{"guid":"uuid://5c6d86fd-8ba8-490b-ad66-37e46416538f","site":"in-blr-ananta","name":"em-206"}} | Base Builder | [5 empty] | Modbus RTU |  |  | 8 | [20 empty] | HLI-203 | Proxied Device | Good |  | 10 |  |  | WS/Facilities |  | schneider_pm1130h | SCHNEIDER-PM1130H
| Building Management System | EM-207 | EM-207 | SCHNEIDER | PM1130H | Standard | Serial | EM | G | GC26 |  |  | Active | Yes | IN-BLR-ANANTA-EM-207_G | uuid://97c8dfac-2b81-4417-a7b6-a550cbad52cb | {"asset":{"guid":"uuid://97c8dfac-2b81-4417-a7b6-a550cbad52cb","site":"in-blr-ananta","name":"em-207"}} | Base Builder | [5 empty] | Modbus RTU |  |  | 9 | [20 empty] | HLI-203 | Proxied Device | Good |  | 10 |  |  | WS/Facilities |  | schneider_pm1130h | SCHNEIDER-PM1130H
| Building Management System | EM-208 | EM-208 | SCHNEIDER | PM1130H | Standard | Serial | EM | G | GC26 |  |  | Active | Yes | IN-BLR-ANANTA-EM-208_G | uuid://449faeea-e7f8-450e-ba5e-892acb53021d | {"asset":{"guid":"uuid://449faeea-e7f8-450e-ba5e-892acb53021d","site":"in-blr-ananta","name":"em-208"}} | Base Builder | [5 empty] | Modbus RTU |  |  | 10 | [20 empty] | HLI-203 | Proxied Device | Good |  | 10 |  |  | WS/Facilities |  | schneider_pm1130h | SCHNEIDER-PM1130H
| Building Management System | EM-209 | EM-209 | SCHNEIDER | PM1130H | Standard | Serial | EM | G | GC26 |  |  | Active | Yes | IN-BLR-ANANTA-EM-209_G | uuid://858ec68d-9265-4952-9a32-42e547d0fb3f | {"asset":{"guid":"uuid://858ec68d-9265-4952-9a32-42e547d0fb3f","site":"in-blr-ananta","name":"em-209"}} | Base Builder | [5 empty] | Modbus RTU |  |  | 11 | [20 empty] | HLI-203 | Proxied Device | Good |  | 10 |  |  | WS/Facilities |  | schneider_pm1130h | SCHNEIDER-PM1130H
| Building Management System | EM-210 | EM-210 | SCHNEIDER | PM1130H | Standard | Serial | EM | G | GC26 |  |  | Active | Yes | IN-BLR-ANANTA-EM-210_G | uuid://d14b21d2-830c-4a8d-839e-d90a36d98836 | {"asset":{"guid":"uuid://d14b21d2-830c-4a8d-839e-d90a36d98836","site":"in-blr-ananta","name":"em-210"}} | Base Builder | [5 empty] | Modbus RTU |  |  | 12 | [20 empty] | HLI-203 | Proxied Device | Good |  | 10 |  |  | WS/Facilities |  | schneider_pm1130h | SCHNEIDER-PM1130H
| Building Management System | EM-211 | EM-211 | SCHNEIDER | PM1130H | Standard | Serial | EM | G | GC26 |  |  | Active | Yes | IN-BLR-ANANTA-EM-211_G | uuid://eb024ac2-c85c-41f1-afbf-d10f0468d7f0 | {"asset":{"guid":"uuid://eb024ac2-c85c-41f1-afbf-d10f0468d7f0","site":"in-blr-ananta","name":"em-211"}} | Base Builder | [5 empty] | Modbus RTU |  |  | 13 | [20 empty] | HLI-203 | Proxied Device | Good |  | 10 |  |  | WS/Facilities |  | schneider_pm1130h | SCHNEIDER-PM1130H
| Building Management System | EM-212 | EM-212 | SCHNEIDER | PM1130H | Standard | Serial | EM | G | GC26 |  |  | Active | Yes | IN-BLR-ANANTA-EM-212_G | uuid://ac86eaa0-c5df-49f8-86a3-2d9390c4f6bf | {"asset":{"guid":"uuid://ac86eaa0-c5df-49f8-86a3-2d9390c4f6bf","site":"in-blr-ananta","name":"em-212"}} | Base Builder | [5 empty] | Modbus RTU |  |  | 14 | [20 empty] | HLI-203 | Proxied Device | Good |  | 10 |  |  | WS/Facilities |  | schneider_pm1130h | SCHNEIDER-PM1130H
| Building Management System | EM-213 | EM-213 | SCHNEIDER | PM1130H | Standard | Serial | EM | G | GC26 |  |  | Active | Yes | IN-BLR-ANANTA-EM-213_G | uuid://7d5241e5-7d35-4c84-a58b-93e3501f4009 | {"asset":{"guid":"uuid://7d5241e5-7d35-4c84-a58b-93e3501f4009","site":"in-blr-ananta","name":"em-213"}} | Base Builder | [5 empty] | Modbus RTU |  |  | 15 | [20 empty] | HLI-203 | Proxied Device | Good |  | 10 |  |  | WS/Facilities |  | schneider_pm1130h | SCHNEIDER-PM1130H
| Building Management System | EM-214 | EM-214 | SCHNEIDER | PM1130H | Standard | Serial | EM | G | GC26 |  |  | Active | Yes | IN-BLR-ANANTA-EM-214_G | uuid://b2d6f81a-20c2-4049-8200-d4371fae18c2 | {"asset":{"guid":"uuid://b2d6f81a-20c2-4049-8200-d4371fae18c2","site":"in-blr-ananta","name":"em-214"}} | Base Builder | [5 empty] | Modbus RTU |  |  | 16 | [20 empty] | HLI-203 | Proxied Device | Good |  | 10 |  |  | WS/Facilities |  | schneider_pm1130h | SCHNEIDER-PM1130H
| Building Management System | EM-215 | EM-215 | SCHNEIDER | PM1130H | Standard | Serial | EM | G | GC26 |  |  | Active | Yes | IN-BLR-ANANTA-EM-215_G | uuid://72b23a2c-fc0d-45f2-ad0a-b7884d2f0f29 | {"asset":{"guid":"uuid://72b23a2c-fc0d-45f2-ad0a-b7884d2f0f29","site":"in-blr-ananta","name":"em-215"}} | Base Builder | [5 empty] | Modbus RTU |  |  | 17 | [20 empty] | HLI-203 | Proxied Device | Good |  | 10 |  |  | WS/Facilities |  | schneider_pm1130h | SCHNEIDER-PM1130H
| Building Management System | EM-216 | EM-216 | SCHNEIDER | PM1130H | Standard | Serial | EM | G | GC26 |  |  | Active | Yes | IN-BLR-ANANTA-EM-216_G | uuid://f2bddb61-a85f-4d69-9a4b-d0fcc2dedd6b | {"asset":{"guid":"uuid://f2bddb61-a85f-4d69-9a4b-d0fcc2dedd6b","site":"in-blr-ananta","name":"em-216"}} | Base Builder | [5 empty] | Modbus RTU |  |  | 18 | [20 empty] | HLI-203 | Proxied Device | Good |  | 10 |  |  | WS/Facilities |  | schneider_pm1130h | SCHNEIDER-PM1130H
| Building Management System | EM-217 | EM-217 | SCHNEIDER | PM1130H | Standard | Serial | EM | G | GC26 |  |  | Active | Yes | IN-BLR-ANANTA-EM-217_G | uuid://9329c398-b020-47e7-ad68-627290ec4267 | {"asset":{"guid":"uuid://9329c398-b020-47e7-ad68-627290ec4267","site":"in-blr-ananta","name":"em-217"}} | Base Builder | [5 empty] | Modbus RTU |  |  | 19 | [20 empty] | HLI-203 | Proxied Device | Good |  | 10 |  |  | WS/Facilities |  | schneider_pm1130h | SCHNEIDER-PM1130H
| Building Management System | EM-218 | EM-218 | SCHNEIDER | PM1130H | Standard | Serial | EM | G | GC26 |  |  | Active | Yes | IN-BLR-ANANTA-EM-218_G | uuid://7ef17ca5-248b-4b0f-be64-189923cb90ca | {"asset":{"guid":"uuid://7ef17ca5-248b-4b0f-be64-189923cb90ca","site":"in-blr-ananta","name":"em-218"}} | Base Builder | [5 empty] | Modbus RTU |  |  | 3 | [20 empty] | HLI-203 | Proxied Device | Good |  | 10 |  |  | WS/Facilities |  | schneider_pm1130h | SCHNEIDER-PM1130H
| Building Management System | EM-219 | EM-219 | SCHNEIDER | PM1130H | Standard | Serial | EM | G | GC26 |  |  | Active | Yes | IN-BLR-ANANTA-EM-219_G | uuid://a0a11442-483f-4553-90c2-97eea249b2db | {"asset":{"guid":"uuid://a0a11442-483f-4553-90c2-97eea249b2db","site":"in-blr-ananta","name":"em-219"}} | Base Builder | [5 empty] | Modbus RTU |  |  | 4 | [20 empty] | HLI-203 | Proxied Device | Good |  | 10 |  |  | WS/Facilities |  | schneider_pm1130h | SCHNEIDER-PM1130H
| Building Management System | EM-220 | EM-220 | SCHNEIDER | PM1130H | Standard | Serial | EM | G | GC26 |  |  | Active | Yes | IN-BLR-ANANTA-EM-220_G | uuid://f03939ca-8b82-49ef-bdf3-0d610d1b41d7 | {"asset":{"guid":"uuid://f03939ca-8b82-49ef-bdf3-0d610d1b41d7","site":"in-blr-ananta","name":"em-220"}} | Base Builder | [5 empty] | Modbus RTU |  |  | 20 | [20 empty] | HLI-203 | Proxied Device | Good |  | 10 |  |  | WS/Facilities |  | schneider_pm1130h | SCHNEIDER-PM1130H
| Building Management System | EM-221 | EM-221 | SCHNEIDER | PM1130H | Standard | Serial | EM | G | GC26 |  |  | Active | Yes | IN-BLR-ANANTA-EM-221_G | uuid://23d7c5b3-adae-4dea-8553-ff4e07dd4d52 | {"asset":{"guid":"uuid://23d7c5b3-adae-4dea-8553-ff4e07dd4d52","site":"in-blr-ananta","name":"em-221"}} | Base Builder | [5 empty] | Modbus RTU |  |  | 21 | [20 empty] | HLI-203 | Proxied Device | Good |  | 10 |  |  | WS/Facilities |  | schneider_pm1130h | SCHNEIDER-PM1130H
| Building Management System | EM-222 | EM-222 | SCHNEIDER | PM1130H | Standard | Serial | EM | G | GC26 |  |  | Active | Yes | IN-BLR-ANANTA-EM-222_G | uuid://bb03ab1c-3472-4db7-8452-780f44ba6420 | {"asset":{"guid":"uuid://bb03ab1c-3472-4db7-8452-780f44ba6420","site":"in-blr-ananta","name":"em-222"}} | Base Builder | [5 empty] | Modbus RTU |  |  | 22 | [20 empty] | HLI-203 | Proxied Device | Good |  | 10 |  |  | WS/Facilities |  | schneider_pm1130h | SCHNEIDER-PM1130H
| Building Management System | EM-223 | EM-223 | SCHNEIDER | PM1130H | Standard | Serial | EM | G | GC26 |  |  | Active | Yes | IN-BLR-ANANTA-EM-223_G | uuid://31930388-10cb-409a-bd51-1c6b7a67ae17 | {"asset":{"guid":"uuid://31930388-10cb-409a-bd51-1c6b7a67ae17","site":"in-blr-ananta","name":"em-223"}} | Base Builder | [5 empty] | Modbus RTU |  |  | 23 | [20 empty] | HLI-203 | Proxied Device | Good |  | 10 |  |  | WS/Facilities |  | schneider_pm1130h | SCHNEIDER-PM1130H
| Building Management System | EM-224 | EM-224 | SCHNEIDER | PM1130H | Standard | Serial | EM | G | GC26 |  |  | Active | Yes | IN-BLR-ANANTA-EM-224_G | uuid://700dfad5-d975-4f15-bb98-e7943d1e42f8 | {"asset":{"guid":"uuid://700dfad5-d975-4f15-bb98-e7943d1e42f8","site":"in-blr-ananta","name":"em-224"}} | Base Builder | [5 empty] | Modbus RTU |  |  | 24 | [20 empty] | HLI-203 | Proxied Device | Good |  | 10 |  |  | WS/Facilities |  | schneider_pm1130h | SCHNEIDER-PM1130H
| Building Management System | EM-225 | EM-225 | SCHNEIDER | PM1130H | Standard | Serial | EM | G | GC26 |  |  | Active | Yes | IN-BLR-ANANTA-EM-225_G | uuid://cc9c4726-f95f-4f0e-8fb9-0cf15247402e | {"asset":{"guid":"uuid://cc9c4726-f95f-4f0e-8fb9-0cf15247402e","site":"in-blr-ananta","name":"em-225"}} | Base Builder | [5 empty] | Modbus RTU |  |  | 25 | [20 empty] | HLI-203 | Proxied Device | Good |  | 10 |  |  | WS/Facilities |  | schneider_pm1130h | SCHNEIDER-PM1130H
| Building Management System | EM-226 | EM-226 | SCHNEIDER | PM1130H | Standard | Serial | EM | G | GC26 |  |  | Active | Yes | IN-BLR-ANANTA-EM-226_G | uuid://bd3e0d50-aa7d-4d40-8bc6-d1fcca740a94 | {"asset":{"guid":"uuid://bd3e0d50-aa7d-4d40-8bc6-d1fcca740a94","site":"in-blr-ananta","name":"em-226"}} | Base Builder | [5 empty] | Modbus RTU |  |  | 26 | [20 empty] | HLI-203 | Proxied Device | Good |  | 10 |  |  | WS/Facilities |  | schneider_pm1130h | SCHNEIDER-PM1130H
| Building Management System | EM-227 | EM-227 | SCHNEIDER | PM1130H | Standard | Serial | EM | G | GC26 |  |  | Active | Yes | IN-BLR-ANANTA-EM-227_G | uuid://5c5c72d8-405b-4c7a-865a-717f3a863477 | {"asset":{"guid":"uuid://5c5c72d8-405b-4c7a-865a-717f3a863477","site":"in-blr-ananta","name":"em-227"}} | Base Builder | [5 empty] | Modbus RTU |  |  | 27 | [20 empty] | HLI-203 | Proxied Device | Good |  | 10 |  |  | WS/Facilities |  | schneider_pm1130h | SCHNEIDER-PM1130H
| Building Management System | EM-228 | EM-228 | SCHNEIDER | PM1130H | Standard | Serial | EM | G | GC26 |  |  | Active | Yes | IN-BLR-ANANTA-EM-228_G | uuid://49cf4cf2-5467-499e-95ae-0c85f1dad323 | {"asset":{"guid":"uuid://49cf4cf2-5467-499e-95ae-0c85f1dad323","site":"in-blr-ananta","name":"em-228"}} | Base Builder | [5 empty] | Modbus RTU |  |  | 28 | [20 empty] | HLI-203 | Proxied Device | Good |  | 10 |  |  | WS/Facilities |  | schneider_pm1130h | SCHNEIDER-PM1130H
| Building Management System | EM-229 | EM-229 | SCHNEIDER | PM1130H | Standard | Serial | EM | G | GC26 |  |  | Active | Yes | IN-BLR-ANANTA-EM-229_G | uuid://c53238dd-b138-4c9c-9f9b-c1097f7c3dab | {"asset":{"guid":"uuid://c53238dd-b138-4c9c-9f9b-c1097f7c3dab","site":"in-blr-ananta","name":"em-229"}} | Base Builder | [5 empty] | Modbus RTU |  |  | 29 | [20 empty] | HLI-203 | Proxied Device | Good |  | 10 |  |  | WS/Facilities |  | schneider_pm1130h | SCHNEIDER-PM1130H
| Building Management System | EM-230 | EM-230 | SCHNEIDER | PM1130H | Standard | Serial | EM | G | GC26 |  |  | Active | Yes | IN-BLR-ANANTA-EM-230_G | uuid://a9591666-2cec-46b7-8669-f6e47e2fa033 | {"asset":{"guid":"uuid://a9591666-2cec-46b7-8669-f6e47e2fa033","site":"in-blr-ananta","name":"em-230"}} | Base Builder | [5 empty] | Modbus RTU |  |  | 30 | [20 empty] | HLI-203 | Proxied Device | Good |  | 10 |  |  | WS/Facilities |  | schneider_pm1130h | SCHNEIDER-PM1130H
| Building Management System | EM-231 | EM-231 | SCHNEIDER | PM1130H | Standard | Serial | EM | G | GC26 |  |  | Active | Yes | IN-BLR-ANANTA-EM-231_G | uuid://077001d5-3df5-4541-a7c3-26914669df31 | {"asset":{"guid":"uuid://077001d5-3df5-4541-a7c3-26914669df31","site":"in-blr-ananta","name":"em-231"}} | Base Builder | [5 empty] | Modbus RTU |  |  | 31 | [20 empty] | HLI-203 | Proxied Device | Good |  | 10 |  |  | WS/Facilities |  | schneider_pm1130h | SCHNEIDER-PM1130H
| Building Management System | EM-232 | EM-232 | SCHNEIDER | PM1130H | Standard | Serial | EM | G | GC26 |  |  | Active | Yes | IN-BLR-ANANTA-EM-232_G | uuid://bf886712-28a2-45ee-904b-5dd8503e0fda | {"asset":{"guid":"uuid://bf886712-28a2-45ee-904b-5dd8503e0fda","site":"in-blr-ananta","name":"em-232"}} | Base Builder | [5 empty] | Modbus RTU |  |  | 32 | [20 empty] | HLI-203 | Proxied Device | Good |  | 10 |  |  | WS/Facilities |  | schneider_pm1130h | SCHNEIDER-PM1130H
| Building Management System | EM-233 | EM-233 | SCHNEIDER | PM1130H | Standard | Serial | EM | G | GC26 |  |  | Active | Yes | IN-BLR-ANANTA-EM-233_G | uuid://234399ed-3b94-4b64-8812-4ecb56bed3c4 | {"asset":{"guid":"uuid://234399ed-3b94-4b64-8812-4ecb56bed3c4","site":"in-blr-ananta","name":"em-233"}} | Base Builder | [5 empty] | Modbus RTU |  |  | 1 | [20 empty] | HLI-240 | Proxied Device | Good |  | 10 |  |  | WS/Facilities |  | schneider_pm1130h | SCHNEIDER-PM1130H
| Building Management System | EM-234 | EM-234 | SCHNEIDER | PM1130H | Standard | Serial | EM | G | GC26 |  |  | Active | Yes | IN-BLR-ANANTA-EM-234_G | uuid://1d8c7291-2910-46b7-a302-e811ca2b7db8 | {"asset":{"guid":"uuid://1d8c7291-2910-46b7-a302-e811ca2b7db8","site":"in-blr-ananta","name":"em-234"}} | Base Builder | [5 empty] | Modbus RTU |  |  | 2 | [20 empty] | HLI-240 | Proxied Device | Good |  | 10 |  |  | WS/Facilities |  | schneider_pm1130h | SCHNEIDER-PM1130H
| Building Management System | EM-235 | EM-235 | SCHNEIDER | PM1130H | Standard | Serial | EM | G | GC26 |  |  | Active | Yes | IN-BLR-ANANTA-EM-235_G | uuid://754c9be2-dbc3-4a6d-a07b-07eee4e82b6f | {"asset":{"guid":"uuid://754c9be2-dbc3-4a6d-a07b-07eee4e82b6f","site":"in-blr-ananta","name":"em-235"}} | Base Builder | [5 empty] | Modbus RTU |  |  | 3 | [20 empty] | HLI-240 | Proxied Device | Good |  | 10 |  |  | WS/Facilities |  | schneider_pm1130h | SCHNEIDER-PM1130H
| Building Management System | EM-236 | EM-236 | SCHNEIDER | PM1130H | Standard | Serial | EM | G | GC26 |  |  | Active | Yes | IN-BLR-ANANTA-EM-236_G | uuid://1e3a2440-1f16-4427-a985-9ab403ecba01 | {"asset":{"guid":"uuid://1e3a2440-1f16-4427-a985-9ab403ecba01","site":"in-blr-ananta","name":"em-236"}} | Base Builder | [5 empty] | Modbus RTU |  |  | 4 | [20 empty] | HLI-240 | Proxied Device | Good |  | 10 |  |  | WS/Facilities |  | schneider_pm1130h | SCHNEIDER-PM1130H
| Building Management System | EM-237 | EM-237 | SCHNEIDER | PM1130H | Standard | Serial | EM | G | GC26 |  |  | Active | Yes | IN-BLR-ANANTA-EM-237_G | uuid://30fd74d2-df90-4593-80f5-7b7636b83de4 | {"asset":{"guid":"uuid://30fd74d2-df90-4593-80f5-7b7636b83de4","site":"in-blr-ananta","name":"em-237"}} | Base Builder | [5 empty] | Modbus RTU |  |  | 5 | [20 empty] | HLI-240 | Proxied Device | Good |  | 10 |  |  | WS/Facilities |  | schneider_pm1130h | SCHNEIDER-PM1130H
| Building Management System | EM-238 | EM-238 | SCHNEIDER | PM1130H | Standard | Serial | EM | G | GC26 |  |  | Active | Yes | IN-BLR-ANANTA-EM-238_G | uuid://83945c0d-f25a-4c1a-8495-822de19f594c | {"asset":{"guid":"uuid://83945c0d-f25a-4c1a-8495-822de19f594c","site":"in-blr-ananta","name":"em-238"}} | Base Builder | [5 empty] | Modbus RTU |  |  | 6 | [20 empty] | HLI-240 | Proxied Device | Good |  | 10 |  |  | WS/Facilities |  | schneider_pm1130h | SCHNEIDER-PM1130H
| Building Management System | EM-239 | EM-239 | SCHNEIDER | PM1130H | Standard | Serial | EM | G | GC26 |  |  | Active | Yes | IN-BLR-ANANTA-EM-239_G | uuid://833eed2c-c97e-453b-b4b6-422776383ffc | {"asset":{"guid":"uuid://833eed2c-c97e-453b-b4b6-422776383ffc","site":"in-blr-ananta","name":"em-239"}} | Base Builder | [5 empty] | Modbus RTU |  |  | 7 | [20 empty] | HLI-240 | Proxied Device | Good |  | 10 |  |  | WS/Facilities |  | schneider_pm1130h | SCHNEIDER-PM1130H
| Building Management System | EM-240 | EM-240 | SCHNEIDER | PM1130H | Standard | Serial | EM | G | GC26 |  |  | Active | Yes | IN-BLR-ANANTA-EM-240_G | uuid://b9ec3f82-b948-4447-9fb4-21055e1869e9 | {"asset":{"guid":"uuid://b9ec3f82-b948-4447-9fb4-21055e1869e9","site":"in-blr-ananta","name":"em-240"}} | Base Builder | [5 empty] | Modbus RTU |  |  | 8 | [20 empty] | HLI-240 | Proxied Device | Good |  | 10 |  |  | WS/Facilities |  | schneider_pm1130h | SCHNEIDER-PM1130H
| Building Management System | EM-241 | EM-241 | SCHNEIDER | PM1130H | Standard | Serial | EM | G | GC26 |  |  | Active | Yes | IN-BLR-ANANTA-EM-241_G | uuid://c16a5057-d959-40e4-89df-a672aae53759 | {"asset":{"guid":"uuid://c16a5057-d959-40e4-89df-a672aae53759","site":"in-blr-ananta","name":"em-241"}} | Base Builder | [5 empty] | Modbus RTU |  |  | 9 | [20 empty] | HLI-240 | Proxied Device | Good |  | 10 |  |  | WS/Facilities |  | schneider_pm1130h | SCHNEIDER-PM1130H
| Building Management System | EM-242 | EM-242 | SCHNEIDER | PM1130H | Standard | Serial | EM | G | GC26 |  |  | Active | Yes | IN-BLR-ANANTA-EM-242_G | uuid://3796ff94-5248-4fc6-8679-c0b84afd387a | {"asset":{"guid":"uuid://3796ff94-5248-4fc6-8679-c0b84afd387a","site":"in-blr-ananta","name":"em-242"}} | Base Builder | [5 empty] | Modbus RTU |  |  | 10 | [20 empty] | HLI-240 | Proxied Device | Good |  | 10 |  |  | WS/Facilities |  | schneider_pm1130h | SCHNEIDER-PM1130H
| Building Management System | EM-243 | EM-243 | SCHNEIDER | PM1130H | Standard | Serial | EM | G | GC26 |  |  | Active | Yes | IN-BLR-ANANTA-EM-243_G | uuid://52f4d639-afdf-42a3-84ac-76bf9726b0e4 | {"asset":{"guid":"uuid://52f4d639-afdf-42a3-84ac-76bf9726b0e4","site":"in-blr-ananta","name":"em-243"}} | Base Builder | [5 empty] | Modbus RTU |  |  | 11 | [20 empty] | HLI-240 | Proxied Device | Good |  | 10 |  |  | WS/Facilities |  | schneider_pm1130h | SCHNEIDER-PM1130H
| Building Management System | EM-244 | EM-244 | SCHNEIDER | PM1130H | Standard | Serial | EM | G | GC26 |  |  | Active | Yes | IN-BLR-ANANTA-EM-244_G | uuid://1f17ce52-89fc-4e5a-bd2b-c1bc36e2d7ac | {"asset":{"guid":"uuid://1f17ce52-89fc-4e5a-bd2b-c1bc36e2d7ac","site":"in-blr-ananta","name":"em-244"}} | Base Builder | [5 empty] | Modbus RTU |  |  | 12 | [20 empty] | HLI-240 | Proxied Device | Good |  | 10 |  |  | WS/Facilities |  | schneider_pm1130h | SCHNEIDER-PM1130H
| Building Management System | EM-245 | EM-245 | SCHNEIDER | PM1130H | Standard | Serial | EM | G | GD24 |  |  | Active | Yes | IN-BLR-ANANTA-EM-245_G | uuid://5f5c2dcd-0ee6-44af-8199-b1a8554c1e3a | {"asset":{"guid":"uuid://5f5c2dcd-0ee6-44af-8199-b1a8554c1e3a","site":"in-blr-ananta","name":"em-245"}} | Base Builder | [5 empty] | Modbus RTU |  |  | 5 | [20 empty] | HLI-209 | Proxied Device | Good |  | 10 |  |  | WS/Facilities |  | schneider_pm1130h | SCHNEIDER-PM1130H
| Building Management System | EM-246 | EM-246 | SCHNEIDER | PM1130H | Standard | Serial | EM | G | GD24 |  |  | Active | Yes | IN-BLR-ANANTA-EM-246_G | uuid://a578d36b-6346-4086-b810-e4a0f5ddc016 | {"asset":{"guid":"uuid://a578d36b-6346-4086-b810-e4a0f5ddc016","site":"in-blr-ananta","name":"em-246"}} | Base Builder | [5 empty] | Modbus RTU |  |  | 6 | [20 empty] | HLI-209 | Proxied Device | Good |  | 10 |  |  | WS/Facilities |  | schneider_pm1130h | SCHNEIDER-PM1130H
| Building Management System | EM-247 | EM-247 | SCHNEIDER | PM1130H | Standard | Serial | EM | G | GD24 |  |  | Active | Yes | IN-BLR-ANANTA-EM-247_G | uuid://6b39599f-8d90-42a4-8000-a7700b1c1983 | {"asset":{"guid":"uuid://6b39599f-8d90-42a4-8000-a7700b1c1983","site":"in-blr-ananta","name":"em-247"}} | Base Builder | [5 empty] | Modbus RTU |  |  | 7 | [20 empty] | HLI-209 | Proxied Device | Good |  | 10 |  |  | WS/Facilities |  | schneider_pm1130h | SCHNEIDER-PM1130H
| Building Management System | EM-248 | EM-248 | SCHNEIDER | PM1130H | Standard | Serial | EM | G | GD24 |  |  | Active | Yes | IN-BLR-ANANTA-EM-248_G | uuid://66d2340b-f986-47cd-a1dd-ea03e47a9a2a | {"asset":{"guid":"uuid://66d2340b-f986-47cd-a1dd-ea03e47a9a2a","site":"in-blr-ananta","name":"em-248"}} | Base Builder | [5 empty] | Modbus RTU |  |  | 8 | [20 empty] | HLI-209 | Proxied Device | Good |  | 10 |  |  | WS/Facilities |  | schneider_pm1130h | SCHNEIDER-PM1130H
| Building Management System | EM-249 | EM-249 | SCHNEIDER | PM1130H | Standard | Serial | EM | G | GD24 |  |  | Active | Yes | IN-BLR-ANANTA-EM-249_G | uuid://d749611c-87fc-41a4-9572-acaa67d8c5ef | {"asset":{"guid":"uuid://d749611c-87fc-41a4-9572-acaa67d8c5ef","site":"in-blr-ananta","name":"em-249"}} | Base Builder | [5 empty] | Modbus RTU |  |  | 9 | [20 empty] | HLI-209 | Proxied Device | Good |  | 10 |  |  | WS/Facilities |  | schneider_pm1130h | SCHNEIDER-PM1130H
| Building Management System | EM-250 | EM-250 | SCHNEIDER | PM1130H | Standard | Serial | EM | G | GD24 |  |  | Active | Yes | IN-BLR-ANANTA-EM-250_G | uuid://06bfa98f-f702-486b-99aa-51c94a0b644f | {"asset":{"guid":"uuid://06bfa98f-f702-486b-99aa-51c94a0b644f","site":"in-blr-ananta","name":"em-250"}} | Base Builder | [5 empty] | Modbus RTU |  |  | 10 | [20 empty] | HLI-209 | Proxied Device | Good |  | 10 |  |  | WS/Facilities |  | schneider_pm1130h | SCHNEIDER-PM1130H
| Building Management System | EM-251 | EM-251 | SCHNEIDER | PM1130H | Standard | Serial | EM | G | GD24 |  |  | Active | Yes | IN-BLR-ANANTA-EM-251_G | uuid://671e8f5f-11bd-4406-bd81-eca7d3079c2d | {"asset":{"guid":"uuid://671e8f5f-11bd-4406-bd81-eca7d3079c2d","site":"in-blr-ananta","name":"em-251"}} | Base Builder | [5 empty] | Modbus RTU |  |  | 11 | [20 empty] | HLI-209 | Proxied Device | Good |  | 10 |  |  | WS/Facilities |  | schneider_pm1130h | SCHNEIDER-PM1130H
| Building Management System | EM-252 | EM-252 | SCHNEIDER | PM1130H | Standard | Serial | EM | G | GD24 |  |  | Active | Yes | IN-BLR-ANANTA-EM-252_G | uuid://aaad358a-fe08-4e01-9c56-cd05c51f567a | {"asset":{"guid":"uuid://aaad358a-fe08-4e01-9c56-cd05c51f567a","site":"in-blr-ananta","name":"em-252"}} | Base Builder | [5 empty] | Modbus RTU |  |  | 12 | [20 empty] | HLI-209 | Proxied Device | Good |  | 10 |  |  | WS/Facilities |  | schneider_pm1130h | SCHNEIDER-PM1130H
| Building Management System | EM-253 | EM-253 | SCHNEIDER | PM1130H | Standard | Serial | EM | G | GD24 |  |  | Active | Yes | IN-BLR-ANANTA-EM-253_G | uuid://8d0e8f8b-55cc-41c9-a311-3276ea66d826 | {"asset":{"guid":"uuid://8d0e8f8b-55cc-41c9-a311-3276ea66d826","site":"in-blr-ananta","name":"em-253"}} | Base Builder | [5 empty] | Modbus RTU |  |  | 13 | [20 empty] | HLI-209 | Proxied Device | Good |  | 10 |  |  | WS/Facilities |  | schneider_pm1130h | SCHNEIDER-PM1130H
| Building Management System | EM-254 | EM-254 | SCHNEIDER | PM1130H | Standard | Serial | EM | G | GD24 |  |  | Active | Yes | IN-BLR-ANANTA-EM-254_G | uuid://faec4715-3b27-4e1b-8a05-cf73ce540703 | {"asset":{"guid":"uuid://faec4715-3b27-4e1b-8a05-cf73ce540703","site":"in-blr-ananta","name":"em-254"}} | Base Builder | [5 empty] | Modbus RTU |  |  | 14 | [20 empty] | HLI-209 | Proxied Device | Good |  | 10 |  |  | WS/Facilities |  | schneider_pm1130h | SCHNEIDER-PM1130H
| Building Management System | EM-255 | EM-255 | SCHNEIDER | PM1130H | Standard | Serial | EM | G | GD24 |  |  | Active | Yes | IN-BLR-ANANTA-EM-255_G | uuid://d9c7fc57-2c85-44c1-b85d-429d6e1041ac | {"asset":{"guid":"uuid://d9c7fc57-2c85-44c1-b85d-429d6e1041ac","site":"in-blr-ananta","name":"em-255"}} | Base Builder | [5 empty] | Modbus RTU |  |  | 1 | [20 empty] | HLI-209 | Proxied Device | Good |  | 10 |  |  | WS/Facilities |  | schneider_pm1130h | SCHNEIDER-PM1130H
| Building Management System | EM-256 | EM-256 | SCHNEIDER | PM1130H | Standard | Serial | EM | G | GD24 |  |  | Active | Yes | IN-BLR-ANANTA-EM-256_G | uuid://046435b7-3953-41cc-8b04-adfbd6998dac | {"asset":{"guid":"uuid://046435b7-3953-41cc-8b04-adfbd6998dac","site":"in-blr-ananta","name":"em-256"}} | Base Builder | [5 empty] | Modbus RTU |  |  | 2 | [20 empty] | HLI-209 | Proxied Device | Good |  | 10 |  |  | WS/Facilities |  | schneider_pm1130h | SCHNEIDER-PM1130H
| Building Management System | EM-257 | EM-257 | SCHNEIDER | PM1130H | Standard | Serial | EM | G | GD24 |  |  | Active | Yes | IN-BLR-ANANTA-EM-257_G | uuid://180a829f-2d00-480e-8d5a-a1e8fb4cb1ff | {"asset":{"guid":"uuid://180a829f-2d00-480e-8d5a-a1e8fb4cb1ff","site":"in-blr-ananta","name":"em-257"}} | Base Builder | [5 empty] | Modbus RTU |  |  | 3 | [20 empty] | HLI-209 | Proxied Device | Good |  | 10 |  |  | WS/Facilities |  | schneider_pm1130h | SCHNEIDER-PM1130H
| Building Management System | EM-258 | EM-258 | SCHNEIDER | PM1130H | Standard | Serial | EM | G | GD24 |  |  | Active | Yes | IN-BLR-ANANTA-EM-258_G | uuid://56dca120-4980-4c99-81df-e65fb7cfec07 | {"asset":{"guid":"uuid://56dca120-4980-4c99-81df-e65fb7cfec07","site":"in-blr-ananta","name":"em-258"}} | Base Builder | [5 empty] | Modbus RTU |  |  | 4 | [20 empty] | HLI-209 | Proxied Device | Good |  | 10 |  |  | WS/Facilities |  | schneider_pm1130h | SCHNEIDER-PM1130H
| Building Management System | EM-259 | EM-259 | SCHNEIDER | PM1130H | Standard | Serial | EM | G | GD24 |  |  | Active | Yes | IN-BLR-ANANTA-EM-259_G | uuid://2838e48f-1935-479d-a9e3-93ab9a9bc99b | {"asset":{"guid":"uuid://2838e48f-1935-479d-a9e3-93ab9a9bc99b","site":"in-blr-ananta","name":"em-259"}} | Base Builder | [5 empty] | Modbus RTU |  |  | 15 | [20 empty] | HLI-209 | Proxied Device | Good |  | 10 |  |  | WS/Facilities |  | schneider_pm1130h | SCHNEIDER-PM1130H
| Building Management System | EM-260 | EM-260 | SCHNEIDER | PM1130H | Standard | Serial | EM | G | GD24 |  |  | Active | Yes | IN-BLR-ANANTA-EM-260_G | uuid://348450b5-ee31-47ee-beda-fa9904b011a3 | {"asset":{"guid":"uuid://348450b5-ee31-47ee-beda-fa9904b011a3","site":"in-blr-ananta","name":"em-260"}} | Base Builder | [5 empty] | Modbus RTU |  |  | 16 | [20 empty] | HLI-209 | Proxied Device | Good |  | 10 |  |  | WS/Facilities |  | schneider_pm1130h | SCHNEIDER-PM1130H
| Building Management System | EM-261 | EM-261 | SCHNEIDER | PM1130H | Standard | Serial | EM | G | GD24 |  |  | Active | Yes | IN-BLR-ANANTA-EM-261_G | uuid://73aab994-5f6f-4511-864a-2caeee643cda | {"asset":{"guid":"uuid://73aab994-5f6f-4511-864a-2caeee643cda","site":"in-blr-ananta","name":"em-261"}} | Base Builder | [5 empty] | Modbus RTU |  |  | 17 | [20 empty] | HLI-209 | Proxied Device | Good |  | 10 |  |  | WS/Facilities |  | schneider_pm1130h | SCHNEIDER-PM1130H
| Building Management System | EM-262 | EM-262 | SCHNEIDER | PM1130H | Standard | Serial | EM | G | GD24 |  |  | Active | Yes | IN-BLR-ANANTA-EM-262_G | uuid://0fa7670f-5517-43a8-85a1-d2327dd0f7ef | {"asset":{"guid":"uuid://0fa7670f-5517-43a8-85a1-d2327dd0f7ef","site":"in-blr-ananta","name":"em-262"}} | Base Builder | [5 empty] | Modbus RTU |  |  | 18 | [20 empty] | HLI-209 | Proxied Device | Good |  | 10 |  |  | WS/Facilities |  | schneider_pm1130h | SCHNEIDER-PM1130H
| Building Management System | EM-263 | EM-263 | SCHNEIDER | PM1130H | Standard | Serial | EM | G | GD24 |  |  | Active | Yes | IN-BLR-ANANTA-EM-263_G | uuid://1b9cd512-805e-47df-bf43-79462278b00d | {"asset":{"guid":"uuid://1b9cd512-805e-47df-bf43-79462278b00d","site":"in-blr-ananta","name":"em-263"}} | Base Builder | [5 empty] | Modbus RTU |  |  | 19 | [20 empty] | HLI-209 | Proxied Device | Good |  | 10 |  |  | WS/Facilities |  | schneider_pm1130h | SCHNEIDER-PM1130H
| Building Management System | EM-264 | EM-264 | SCHNEIDER | PM1130H | Standard | Serial | EM | G | GD24 |  |  | Active | Yes | IN-BLR-ANANTA-EM-264_G | uuid://7f6d29d3-e81d-4f90-b013-afbe19f836a7 | {"asset":{"guid":"uuid://7f6d29d3-e81d-4f90-b013-afbe19f836a7","site":"in-blr-ananta","name":"em-264"}} | Base Builder | [5 empty] | Modbus RTU |  |  | 20 | [20 empty] | HLI-209 | Proxied Device | Good |  | 10 |  |  | WS/Facilities |  | schneider_pm1130h | SCHNEIDER-PM1130H
| Building Management System | EM-265 | EM-265 | SCHNEIDER | PM1130H | Standard | Serial | EM | G | GD24 |  |  | Active | Yes | IN-BLR-ANANTA-EM-265_G | uuid://1a5927fb-1759-4693-aba0-1009c0b88748 | {"asset":{"guid":"uuid://1a5927fb-1759-4693-aba0-1009c0b88748","site":"in-blr-ananta","name":"em-265"}} | Base Builder | [5 empty] | Modbus RTU |  |  | 21 | [20 empty] | HLI-209 | Proxied Device | Good |  | 10 |  |  | WS/Facilities |  | schneider_pm1130h | SCHNEIDER-PM1130H
| Building Management System | EM-266 | EM-266 | SCHNEIDER | PM1130H | Standard | Serial | EM | G | GD24 |  |  | Active | Yes | IN-BLR-ANANTA-EM-266_G | uuid://48f572af-b067-4bf2-ad48-93a2fe1fb34a | {"asset":{"guid":"uuid://48f572af-b067-4bf2-ad48-93a2fe1fb34a","site":"in-blr-ananta","name":"em-266"}} | Base Builder | [5 empty] | Modbus RTU |  |  | 22 | [20 empty] | HLI-209 | Proxied Device | Good |  | 10 |  |  | WS/Facilities |  | schneider_pm1130h | SCHNEIDER-PM1130H
| Building Management System | EM-267 | EM-267 | SCHNEIDER | PM1130H | Standard | Serial | EM | G | GD24 |  |  | Active | Yes | IN-BLR-ANANTA-EM-267_G | uuid://b000a0c9-ab02-4448-938e-944ffb6225f8 | {"asset":{"guid":"uuid://b000a0c9-ab02-4448-938e-944ffb6225f8","site":"in-blr-ananta","name":"em-267"}} | Base Builder | [5 empty] | Modbus RTU |  |  | 23 | [20 empty] | HLI-209 | Proxied Device | Good |  | 10 |  |  | WS/Facilities |  | schneider_pm1130h | SCHNEIDER-PM1130H
| Building Management System | EM-268 | EM-268 | SCHNEIDER | PM1130H | Standard | Serial | EM | G | GD24 |  |  | Active | Yes | IN-BLR-ANANTA-EM-268_G | uuid://9b2cf6b2-ca48-41b0-8723-fbb253cd074d | {"asset":{"guid":"uuid://9b2cf6b2-ca48-41b0-8723-fbb253cd074d","site":"in-blr-ananta","name":"em-268"}} | Base Builder | [5 empty] | Modbus RTU |  |  | 24 | [20 empty] | HLI-209 | Proxied Device | Good |  | 10 |  |  | WS/Facilities |  | schneider_pm1130h | SCHNEIDER-PM1130H
| Building Management System | EM-269 | EM-269 | SCHNEIDER | PM1130H | Standard | Serial | EM | G | GD24 |  |  | Active | Yes | IN-BLR-ANANTA-EM-269_G | uuid://fb80fd25-60c3-4ad7-b916-60112383407a | {"asset":{"guid":"uuid://fb80fd25-60c3-4ad7-b916-60112383407a","site":"in-blr-ananta","name":"em-269"}} | Base Builder | [5 empty] | Modbus RTU |  |  | 25 | [20 empty] | HLI-209 | Proxied Device | Good |  | 10 |  |  | WS/Facilities |  | schneider_pm1130h | SCHNEIDER-PM1130H
| Building Management System | EM-270 | EM-270 | SCHNEIDER | PM1130H | Standard | Serial | EM | G | GD24 |  |  | Active | Yes | IN-BLR-ANANTA-EM-270_G | uuid://ce4140e6-40fd-4226-b1d7-d351a81304a7 | {"asset":{"guid":"uuid://ce4140e6-40fd-4226-b1d7-d351a81304a7","site":"in-blr-ananta","name":"em-270"}} | Base Builder | [5 empty] | Modbus RTU |  |  | 26 | [20 empty] | HLI-209 | Proxied Device | Good |  | 10 |  |  | WS/Facilities |  | schneider_pm1130h | SCHNEIDER-PM1130H
| Building Management System | EM-271 | EM-271 | SCHNEIDER | PM1130H | Standard | Serial | EM | G | GD24 |  |  | Active | Yes | IN-BLR-ANANTA-EM-271_G | uuid://a81cefd1-17a2-4a32-91d8-bac62982a761 | {"asset":{"guid":"uuid://a81cefd1-17a2-4a32-91d8-bac62982a761","site":"in-blr-ananta","name":"em-271"}} | Base Builder | [5 empty] | Modbus RTU |  |  | 27 | [20 empty] | HLI-209 | Proxied Device | Good |  | 10 |  |  | WS/Facilities |  | schneider_pm1130h | SCHNEIDER-PM1130H
| Building Management System | EM-272 | EM-272 | SCHNEIDER | PM1130H | Standard | Serial | EM | G | GD24 |  |  | Active | Yes | IN-BLR-ANANTA-EM-272_G | uuid://ca5641b4-f566-4249-a608-c7737db6d29c | {"asset":{"guid":"uuid://ca5641b4-f566-4249-a608-c7737db6d29c","site":"in-blr-ananta","name":"em-272"}} | Base Builder | [5 empty] | Modbus RTU |  |  | 28 | [20 empty] | HLI-209 | Proxied Device | Good |  | 10 |  |  | WS/Facilities |  | schneider_pm1130h | SCHNEIDER-PM1130H
| Building Management System | EM-273 | EM-273 | SCHNEIDER | PM1130H | Standard | Serial | EM | G | GD24 |  |  | Active | Yes | IN-BLR-ANANTA-EM-273_G | uuid://0fcab712-e5d2-4331-845d-621666d3e49d | {"asset":{"guid":"uuid://0fcab712-e5d2-4331-845d-621666d3e49d","site":"in-blr-ananta","name":"em-273"}} | Base Builder | [5 empty] | Modbus RTU |  |  | 1 | [20 empty] | HLI-236 | Proxied Device | Good |  | 10 |  |  | WS/Facilities |  | schneider_pm1130h | SCHNEIDER-PM1130H
| Building Management System | EM-274 | EM-274 | SCHNEIDER | PM1130H | Standard | Serial | EM | G | GD24 |  |  | Active | Yes | IN-BLR-ANANTA-EM-274_G | uuid://f35c50b3-9a4e-4c89-85cf-1536dfac5b88 | {"asset":{"guid":"uuid://f35c50b3-9a4e-4c89-85cf-1536dfac5b88","site":"in-blr-ananta","name":"em-274"}} | Base Builder | [5 empty] | Modbus RTU |  |  | 2 | [20 empty] | HLI-236 | Proxied Device | Good |  | 10 |  |  | WS/Facilities |  | schneider_pm1130h | SCHNEIDER-PM1130H
| Building Management System | EM-275 | EM-275 | SCHNEIDER | PM1130H | Standard | Serial | EM | G | GD24 |  |  | Active | Yes | IN-BLR-ANANTA-EM-275_G | uuid://4f212177-6b56-4871-8fd3-491f525c9095 | {"asset":{"guid":"uuid://4f212177-6b56-4871-8fd3-491f525c9095","site":"in-blr-ananta","name":"em-275"}} | Base Builder | [5 empty] | Modbus RTU |  |  | 3 | [20 empty] | HLI-236 | Proxied Device | Good |  | 10 |  |  | WS/Facilities |  | schneider_pm1130h | SCHNEIDER-PM1130H
| Building Management System | EM-276 | EM-276 | SCHNEIDER | PM1130H | Standard | Serial | EM | G | GD24 |  |  | Active | Yes | IN-BLR-ANANTA-EM-276_G | uuid://c6838a96-17dc-4e22-8bc0-0c30a96a8fb6 | {"asset":{"guid":"uuid://c6838a96-17dc-4e22-8bc0-0c30a96a8fb6","site":"in-blr-ananta","name":"em-276"}} | Base Builder | [5 empty] | Modbus RTU |  |  | 4 | [20 empty] | HLI-236 | Proxied Device | Good |  | 10 |  |  | WS/Facilities |  | schneider_pm1130h | SCHNEIDER-PM1130H
| Building Management System | EM-277 | EM-277 | SCHNEIDER | PM1130H | Standard | Serial | EM | G | GD24 |  |  | Active | Yes | IN-BLR-ANANTA-EM-277_G | uuid://024527e6-6318-4703-a897-1ad510b0ec2b | {"asset":{"guid":"uuid://024527e6-6318-4703-a897-1ad510b0ec2b","site":"in-blr-ananta","name":"em-277"}} | Base Builder | [5 empty] | Modbus RTU |  |  | 5 | [20 empty] | HLI-236 | Proxied Device | Good |  | 10 |  |  | WS/Facilities |  | schneider_pm1130h | SCHNEIDER-PM1130H
| Building Management System | EM-278 | EM-278 | SCHNEIDER | PM1130H | Standard | Serial | EM | B3 | B3V08 |  |  | Active | Yes | IN-BLR-ANANTA-EM-278_B3 | uuid://7c215020-0e0b-44bc-ae61-d3ac0c5ff0c2 | {"asset":{"guid":"uuid://7c215020-0e0b-44bc-ae61-d3ac0c5ff0c2","site":"in-blr-ananta","name":"em-278"}} | Base Builder | [5 empty] | Modbus RTU | [23 empty] | HLI-201 | Proxied Device | Good |  | 10 |  |  | WS/Facilities |  | schneider_pm1130h | SCHNEIDER-PM1130H
| Building Management System | EM-279 | EM-279 | SCHNEIDER | PM1130H | Standard | Serial | EM | B3 | B3V08 |  |  | Active | Yes | IN-BLR-ANANTA-EM-279_B3 | uuid://52aa7633-661b-483f-960f-298836d1cacf | {"asset":{"guid":"uuid://52aa7633-661b-483f-960f-298836d1cacf","site":"in-blr-ananta","name":"em-279"}} | Base Builder | [5 empty] | Modbus RTU | [23 empty] | HLI-201 | Proxied Device | Good |  | 10 |  |  | WS/Facilities |  | schneider_pm1130h | SCHNEIDER-PM1130H
| Building Management System | EM-280 | EM-280 | SCHNEIDER | PM1130H | Standard | Serial | EM | B3 | B3V08 |  |  | Active | Yes | IN-BLR-ANANTA-EM-280_B3 | uuid://3f8ec0d7-aa5d-4baa-b37b-52e3e8da10af | {"asset":{"guid":"uuid://3f8ec0d7-aa5d-4baa-b37b-52e3e8da10af","site":"in-blr-ananta","name":"em-280"}} | Base Builder | [5 empty] | Modbus RTU | [23 empty] | HLI-201 | Proxied Device | Good |  | 10 |  |  | WS/Facilities |  | schneider_pm1130h | SCHNEIDER-PM1130H
| Building Management System | EM-281 | EM-281 | SCHNEIDER | PM1130H | Standard | Serial | EM | B3 | B3V08 |  |  | Active | Yes | IN-BLR-ANANTA-EM-281_B3 | uuid://06e71a5c-2bed-4a15-8929-cf8d8ff68890 | {"asset":{"guid":"uuid://06e71a5c-2bed-4a15-8929-cf8d8ff68890","site":"in-blr-ananta","name":"em-281"}} | Base Builder | [5 empty] | Modbus RTU | [23 empty] | HLI-201 | Proxied Device | Good |  | 10 |  |  | WS/Facilities |  | schneider_pm1130h | SCHNEIDER-PM1130H
| Building Management System | EM-282 | EM-282 | SCHNEIDER | EM6400NG | Standard | Serial | EM | G | HT Yard |  |  | Active | Yes | IN-BLR-ANANTA-EM-282_G | uuid://f00f7588-838c-4130-a8e3-d461596719ae | {"asset":{"guid":"uuid://f00f7588-838c-4130-a8e3-d461596719ae","site":"in-blr-ananta","name":"em-282"}} | Base Builder | [5 empty] | Modbus RTU | [23 empty] | HLI-201 | Proxied Device | Good |  | 10 |  |  | WS/Facilities |  | schneider_em6400ng | SCHNEIDER-EM6400NG
| Building Management System | EM-283 | EM-283 | SCHNEIDER | EM6400NG | Standard | Serial | EM | G | HT Yard |  |  | Active | Yes | IN-BLR-ANANTA-EM-283_G | uuid://a4f251c2-2d6b-4997-b9a8-7a8892491d11 | {"asset":{"guid":"uuid://a4f251c2-2d6b-4997-b9a8-7a8892491d11","site":"in-blr-ananta","name":"em-283"}} | Base Builder | [5 empty] | Modbus RTU | [23 empty] | HLI-201 | Proxied Device | Good |  | 10 |  |  | WS/Facilities |  | schneider_em6400ng | SCHNEIDER-EM6400NG
| Building Management System | EM-284 | EM-284 | SCHNEIDER | EM6400NG | Standard | Serial | EM | G | HT Yard |  |  | Active | Yes | IN-BLR-ANANTA-EM-284_G | uuid://aae545d4-5e8f-4fe3-bf02-a2c8325f8d1b | {"asset":{"guid":"uuid://aae545d4-5e8f-4fe3-bf02-a2c8325f8d1b","site":"in-blr-ananta","name":"em-284"}} | Base Builder | [5 empty] | Modbus RTU | [23 empty] | HLI-201 | Proxied Device | Good |  | 10 |  |  | WS/Facilities |  | schneider_em6400ng | SCHNEIDER-EM6400NG
| Building Management System | EM-285 | EM-285 | SCHNEIDER | PM1130H | Standard | Serial | EM |  |  |  |  | Active | Yes | IN-BLR-ANANTA-EM-285_ | uuid://c9fb2b1b-352e-4d79-9508-7734b4c75399 | {"asset":{"guid":"uuid://c9fb2b1b-352e-4d79-9508-7734b4c75399","site":"in-blr-ananta","name":"em-285"}} | Base Builder | [5 empty] | Modbus RTU | [24 empty] | Proxied Device | Good |  | 10 |  |  | WS/Facilities | Cancelled | schneider_pm1130h | SCHNEIDER-PM1130H
| Building Management System | EM-286 | EM-286 | SCHNEIDER | PM1130H | Standard | Serial | EM |  |  |  |  | Active | Yes | IN-BLR-ANANTA-EM-286_ | uuid://dec4ffbb-e943-4a81-aa1c-945147f0765a | {"asset":{"guid":"uuid://dec4ffbb-e943-4a81-aa1c-945147f0765a","site":"in-blr-ananta","name":"em-286"}} | Base Builder | [5 empty] | Modbus RTU | [24 empty] | Proxied Device | Good |  | 10 |  |  | WS/Facilities | Cancelled | schneider_pm1130h | SCHNEIDER-PM1130H
| Building Management System | EM-287 | EM-287 | SCHNEIDER | PM1130H | Standard | Serial | EM | M | 3M13 |  |  | Active | Yes | IN-BLR-ANANTA-EM-287_M | uuid://13ded2f3-f46d-4e26-a917-d0c7f72a673c | {"asset":{"guid":"uuid://13ded2f3-f46d-4e26-a917-d0c7f72a673c","site":"in-blr-ananta","name":"em-287"}} | Base Builder | [5 empty] | Modbus RTU |  |  | 1 | [21 empty] | Proxied Device | Good |  | 10 |  |  | WS/Facilities |  | schneider_pm1130h | SCHNEIDER-PM1130H
| Building Management System | EM-288 | EM-288 | SCHNEIDER | PM1130H | Standard | Serial | EM | M | 3M13 |  |  | Active | Yes | IN-BLR-ANANTA-EM-288_M | uuid://74aba57c-e9d3-48b7-ab14-77df86469fdb | {"asset":{"guid":"uuid://74aba57c-e9d3-48b7-ab14-77df86469fdb","site":"in-blr-ananta","name":"em-288"}} | Base Builder | [5 empty] | Modbus RTU |  |  | 2 | [21 empty] | Proxied Device | Good |  | 10 |  |  | WS/Facilities |  | schneider_pm1130h | SCHNEIDER-PM1130H
| Building Management System | EM-289 | EM-289 | SCHNEIDER | PM1130H | Standard | Serial | EM | M | 3M13 |  |  | Active | Yes | IN-BLR-ANANTA-EM-289_M | uuid://4d3f67ac-b8ab-473c-ab20-28e55fa0f0ab | {"asset":{"guid":"uuid://4d3f67ac-b8ab-473c-ab20-28e55fa0f0ab","site":"in-blr-ananta","name":"em-289"}} | Base Builder | [5 empty] | Modbus RTU |  |  | 3 | [21 empty] | Proxied Device | Good |  | 10 |  |  | WS/Facilities |  | schneider_pm1130h | SCHNEIDER-PM1130H
| Building Management System | EM-290 | EM-290 | SCHNEIDER | PM1130H | Standard | Serial | EM | M | 3M13 |  |  | Active | Yes | IN-BLR-ANANTA-EM-290_M | uuid://27ff6eca-c7e7-4b46-8121-f268c84f5a21 | {"asset":{"guid":"uuid://27ff6eca-c7e7-4b46-8121-f268c84f5a21","site":"in-blr-ananta","name":"em-290"}} | Base Builder | [5 empty] | Modbus RTU |  |  | 4 | [21 empty] | Proxied Device | Good |  | 10 |  |  | WS/Facilities |  | schneider_pm1130h | SCHNEIDER-PM1130H
| Building Management System | EM-291 | EM-291 | SCHNEIDER | PM1130H | Standard | Serial | EM | M | 3M13 |  |  | Active | Yes | IN-BLR-ANANTA-EM-291_M | uuid://1d35a788-3dda-47fe-a452-8802f6e946d9 | {"asset":{"guid":"uuid://1d35a788-3dda-47fe-a452-8802f6e946d9","site":"in-blr-ananta","name":"em-291"}} | Base Builder | [5 empty] | Modbus RTU |  |  | 5 | [21 empty] | Proxied Device | Good |  | 10 |  |  | WS/Facilities |  | schneider_pm1130h | SCHNEIDER-PM1130H
| Building Management System | EM-292 | EM-292 | SCHNEIDER | PM1130H | Standard | Serial | EM | M | 3M13 |  |  | Active | Yes | IN-BLR-ANANTA-EM-292_M | uuid://8a0d3256-98e9-45ab-9abe-6c9a7be1b39e | {"asset":{"guid":"uuid://8a0d3256-98e9-45ab-9abe-6c9a7be1b39e","site":"in-blr-ananta","name":"em-292"}} | Base Builder | [5 empty] | Modbus RTU |  |  | 6 | [21 empty] | Proxied Device | Good |  | 10 |  |  | WS/Facilities |  | schneider_pm1130h | SCHNEIDER-PM1130H
| Building Management System | EM-293 | EM-293 | SCHNEIDER | PM1130H | Standard | Serial | EM | M | 3M13 |  |  | Active | Yes | IN-BLR-ANANTA-EM-293_M | uuid://4698f876-cbb5-4775-813e-a8e9eb342288 | {"asset":{"guid":"uuid://4698f876-cbb5-4775-813e-a8e9eb342288","site":"in-blr-ananta","name":"em-293"}} | Base Builder | [5 empty] | Modbus RTU |  |  | 7 | [21 empty] | Proxied Device | Good |  | 10 |  |  | WS/Facilities |  | schneider_pm1130h | SCHNEIDER-PM1130H
| Building Management System | EM-294 | EM-294 | SCHNEIDER | PM1130H | Standard | Serial | EM | M | 3M13 |  |  | Active | Yes | IN-BLR-ANANTA-EM-294_M | uuid://060deadf-f101-43c8-9e87-7d8dc9b33637 | {"asset":{"guid":"uuid://060deadf-f101-43c8-9e87-7d8dc9b33637","site":"in-blr-ananta","name":"em-294"}} | Base Builder | [5 empty] | Modbus RTU |  |  | 8 | [21 empty] | Proxied Device | Good |  | 10 |  |  | WS/Facilities |  | schneider_pm1130h | SCHNEIDER-PM1130H
| Building Management System | EM-295 | EM-295 | SCHNEIDER | PM1130H | Standard | Serial | EM | M | 3M13 |  |  | Active | Yes | IN-BLR-ANANTA-EM-295_M | uuid://ebccdf98-7364-4829-9b94-e6a908a8937c | {"asset":{"guid":"uuid://ebccdf98-7364-4829-9b94-e6a908a8937c","site":"in-blr-ananta","name":"em-295"}} | Base Builder | [5 empty] | Modbus RTU |  |  | 9 | [21 empty] | Proxied Device | Good |  | 10 |  |  | WS/Facilities |  | schneider_pm1130h | SCHNEIDER-PM1130H
| Building Management System | EM-296 | EM-296 | SCHNEIDER | PM1130H | Standard | Serial | EM | M | 3M13 |  |  | Active | Yes | IN-BLR-ANANTA-EM-296_M | uuid://c4fb6f22-a0fb-45db-8683-07cc4d2d8b05 | {"asset":{"guid":"uuid://c4fb6f22-a0fb-45db-8683-07cc4d2d8b05","site":"in-blr-ananta","name":"em-296"}} | Base Builder | [5 empty] | Modbus RTU |  |  | 10 | [21 empty] | Proxied Device | Good |  | 10 |  |  | WS/Facilities |  | schneider_pm1130h | SCHNEIDER-PM1130H
| Building Management System | EM-297 | EM-297 | SCHNEIDER | PM1130H | Standard | Serial | EM | M | 3M13 |  |  | Active | Yes | IN-BLR-ANANTA-EM-297_M | uuid://b58c1149-2e80-4b24-be4f-503c1bfaaef1 | {"asset":{"guid":"uuid://b58c1149-2e80-4b24-be4f-503c1bfaaef1","site":"in-blr-ananta","name":"em-297"}} | Base Builder | [5 empty] | Modbus RTU |  |  | 11 | [21 empty] | Proxied Device | Good |  | 10 |  |  | WS/Facilities |  | schneider_pm1130h | SCHNEIDER-PM1130H
| Building Management System | EM-298 | EM-298 | SCHNEIDER | PM1130H | Standard | Serial | EM | M | 3M13 |  |  | Active | Yes | IN-BLR-ANANTA-EM-298_M | uuid://bb7cf367-f499-4dfb-95b3-73ba4a07f805 | {"asset":{"guid":"uuid://bb7cf367-f499-4dfb-95b3-73ba4a07f805","site":"in-blr-ananta","name":"em-298"}} | Base Builder | [5 empty] | Modbus RTU |  |  | 12 | [21 empty] | Proxied Device | Good |  | 10 |  |  | WS/Facilities |  | schneider_pm1130h | SCHNEIDER-PM1130H
| Building Management System | EM-299 | EM-299 | SCHNEIDER | PM1130H | Standard | Serial | EM | M | 3M13 |  |  | Active | Yes | IN-BLR-ANANTA-EM-299_M | uuid://98ae492e-3656-4a81-a9c5-ec9ae803c788 | {"asset":{"guid":"uuid://98ae492e-3656-4a81-a9c5-ec9ae803c788","site":"in-blr-ananta","name":"em-299"}} | Base Builder | [5 empty] | Modbus RTU |  |  | 13 | [21 empty] | Proxied Device | Good |  | 10 |  |  | WS/Facilities |  | schneider_pm1130h | SCHNEIDER-PM1130H
| Building Management System | EM-300 | EM-300 | SCHNEIDER | PM1130H | Standard | Serial | EM | M | 3M13 |  |  | Active | Yes | IN-BLR-ANANTA-EM-300_M | uuid://2d7b3433-286b-4467-9490-cf11478338b2 | {"asset":{"guid":"uuid://2d7b3433-286b-4467-9490-cf11478338b2","site":"in-blr-ananta","name":"em-300"}} | Base Builder | [5 empty] | Modbus RTU |  |  | 14 | [21 empty] | Proxied Device | Good |  | 10 |  |  | WS/Facilities |  | schneider_pm1130h | SCHNEIDER-PM1130H
| Building Management System | EM-301 | EM-301 | SCHNEIDER | PM1130H | Standard | Serial | EM | M | 3M13 |  |  | Active | Yes | IN-BLR-ANANTA-EM-301_M | uuid://72ffc26c-8f5f-4d35-9dda-f3035e4f1d8f | {"asset":{"guid":"uuid://72ffc26c-8f5f-4d35-9dda-f3035e4f1d8f","site":"in-blr-ananta","name":"em-301"}} | Base Builder | [5 empty] | Modbus RTU |  |  | 15 | [21 empty] | Proxied Device | Good |  | 10 |  |  | WS/Facilities |  | schneider_pm1130h | SCHNEIDER-PM1130H
| Building Management System | EM-302 | EM-302 | SCHNEIDER | PM1130H | Standard | Serial | EM | M | 3M13 |  |  | Active | Yes | IN-BLR-ANANTA-EM-302_M | uuid://fe133827-df9a-4e47-aa07-07e1492fd3e6 | {"asset":{"guid":"uuid://fe133827-df9a-4e47-aa07-07e1492fd3e6","site":"in-blr-ananta","name":"em-302"}} | Base Builder | [5 empty] | Modbus RTU |  |  | 16 | [21 empty] | Proxied Device | Good |  | 10 |  |  | WS/Facilities |  | schneider_pm1130h | SCHNEIDER-PM1130H
| Building Management System | EM-303 | EM-303 | SCHNEIDER | PM1130H | Standard | Serial | EM | M | 3M13 |  |  | Active | Yes | IN-BLR-ANANTA-EM-303_M | uuid://1d7127d6-11fb-48c6-a682-cfd7ae55bcf2 | {"asset":{"guid":"uuid://1d7127d6-11fb-48c6-a682-cfd7ae55bcf2","site":"in-blr-ananta","name":"em-303"}} | Base Builder | [5 empty] | Modbus RTU |  |  | 17 | [21 empty] | Proxied Device | Good |  | 10 |  |  | WS/Facilities |  | schneider_pm1130h | SCHNEIDER-PM1130H
| Building Management System | EM-304 | EM-304 | SCHNEIDER | PM1130H | Standard | Serial | EM | M | 3M13 |  |  | Active | Yes | IN-BLR-ANANTA-EM-304_M | uuid://8743fcb0-1a0b-4ef4-a302-f3c480a2605a | {"asset":{"guid":"uuid://8743fcb0-1a0b-4ef4-a302-f3c480a2605a","site":"in-blr-ananta","name":"em-304"}} | Base Builder | [5 empty] | Modbus RTU |  |  | 18 | [21 empty] | Proxied Device | Good |  | 10 |  |  | WS/Facilities |  | schneider_pm1130h | SCHNEIDER-PM1130H
| Building Management System | EM-305 | EM-305 | SCHNEIDER | EASYLOGIC EM6436H RS | Standard | Serial | EM | G | G05 |  |  | Active | Yes | IN-BLR-ANANTA-EM-305_G | uuid://7c80559d-1cc8-458b-9f1e-18990314bcfc | {"asset":{"guid":"uuid://7c80559d-1cc8-458b-9f1e-18990314bcfc","site":"in-blr-ananta","name":"em-305"}} | Base Builder | [5 empty] | Modbus RTU |  |  | 2 | [21 empty] | Proxied Device | Good |  | 10 |  |  | WS/Facilities |  | schneider_easylogicem6436hrs | SCHNEIDER-EASYLOGICEM6436HRS
| Building Management System | EM-306 | EM-306 | SCHNEIDER | EASYLOGIC EM6436H RS | Standard | Serial | EM | 1 | 105 |  |  | Active | Yes | IN-BLR-ANANTA-EM-306_1 | uuid://35a201a2-f451-4659-b56b-313fe3679a3b | {"asset":{"guid":"uuid://35a201a2-f451-4659-b56b-313fe3679a3b","site":"in-blr-ananta","name":"em-306"}} | Base Builder | [5 empty] | Modbus RTU |  |  | 3 | [21 empty] | Proxied Device | Good |  | 10 |  |  | WS/Facilities |  | schneider_easylogicem6436hrs | SCHNEIDER-EASYLOGICEM6436HRS
| Building Management System | EM-307 | EM-307 | SCHNEIDER | EASYLOGIC EM6436H RS | Standard | Serial | EM | 1 | 105 |  |  | Active | Yes | IN-BLR-ANANTA-EM-307_1 | uuid://b90af705-e292-4822-8c89-2283abd01936 | {"asset":{"guid":"uuid://b90af705-e292-4822-8c89-2283abd01936","site":"in-blr-ananta","name":"em-307"}} | Base Builder | [5 empty] | Modbus RTU |  |  | 4 | [21 empty] | Proxied Device | Good |  | 10 |  |  | WS/Facilities | Cancelled | schneider_easylogicem6436hrs | SCHNEIDER-EASYLOGICEM6436HRS
| Building Management System | EM-308 | EM-308 | SCHNEIDER | EASYLOGIC EM6436H RS | Standard | Serial | EM | 2 | 205 |  |  | Active | Yes | IN-BLR-ANANTA-EM-308_2 | uuid://bf60f683-3521-4a55-b3cd-8b411b450dd3 | {"asset":{"guid":"uuid://bf60f683-3521-4a55-b3cd-8b411b450dd3","site":"in-blr-ananta","name":"em-308"}} | Base Builder | [5 empty] | Modbus RTU |  |  | 5 | [21 empty] | Proxied Device | Good |  | 10 |  |  | WS/Facilities |  | schneider_easylogicem6436hrs | SCHNEIDER-EASYLOGICEM6436HRS
| Building Management System | EM-309 | EM-309 | SCHNEIDER | EASYLOGIC EM6436H RS | Standard | Serial | EM | 3 | 305 |  |  | Active | Yes | IN-BLR-ANANTA-EM-309_3 | uuid://efeeed9b-d529-4466-b332-72bacb6357f6 | {"asset":{"guid":"uuid://efeeed9b-d529-4466-b332-72bacb6357f6","site":"in-blr-ananta","name":"em-309"}} | Base Builder | [5 empty] | Modbus RTU |  |  | 6 | [21 empty] | Proxied Device | Good |  | 10 |  |  | WS/Facilities |  | schneider_easylogicem6436hrs | SCHNEIDER-EASYLOGICEM6436HRS
| Building Management System | EM-310 | EM-310 | SCHNEIDER | EASYLOGIC EM6436H RS | Standard | Serial | EM | 4 | 405 |  |  | Active | Yes | IN-BLR-ANANTA-EM-310_4 | uuid://b70c8e19-f574-4512-85fb-42b9d0bef591 | {"asset":{"guid":"uuid://b70c8e19-f574-4512-85fb-42b9d0bef591","site":"in-blr-ananta","name":"em-310"}} | Base Builder | [5 empty] | Modbus RTU |  |  | 7 | [21 empty] | Proxied Device | Good |  | 10 |  |  | WS/Facilities |  | schneider_easylogicem6436hrs | SCHNEIDER-EASYLOGICEM6436HRS
| Building Management System | EM-311 | EM-311 | SCHNEIDER | EASYLOGIC EM6436H RS | Standard | Serial | EM | 5 | 505 |  |  | Active | Yes | IN-BLR-ANANTA-EM-311_5 | uuid://fe177b26-3f02-4c97-a88d-d592e76e5a96 | {"asset":{"guid":"uuid://fe177b26-3f02-4c97-a88d-d592e76e5a96","site":"in-blr-ananta","name":"em-311"}} | Base Builder | [5 empty] | Modbus RTU |  |  | 8 | [21 empty] | Proxied Device | Good |  | 10 |  |  | WS/Facilities |  | schneider_easylogicem6436hrs | SCHNEIDER-EASYLOGICEM6436HRS
| Building Management System | EM-312 | EM-312 | SCHNEIDER | EASYLOGIC EM6436H RS | Standard | Serial | EM | 6 | 605 |  |  | Active | Yes | IN-BLR-ANANTA-EM-312_6 | uuid://06080176-0540-4cd7-b185-b2ac911365d6 | {"asset":{"guid":"uuid://06080176-0540-4cd7-b185-b2ac911365d6","site":"in-blr-ananta","name":"em-312"}} | Base Builder | [5 empty] | Modbus RTU |  |  | 9 | [21 empty] | Proxied Device | Good |  | 10 |  |  | WS/Facilities |  | schneider_easylogicem6436hrs | SCHNEIDER-EASYLOGICEM6436HRS
| Building Management System | EM-313 | EM-313 | SCHNEIDER | EASYLOGIC EM6436H RS | Standard | Serial | EM | 7 | 705 |  |  | Active | Yes | IN-BLR-ANANTA-EM-313_7 | uuid://820f4436-d084-4ead-8583-07810235a885 | {"asset":{"guid":"uuid://820f4436-d084-4ead-8583-07810235a885","site":"in-blr-ananta","name":"em-313"}} | Base Builder | [5 empty] | Modbus RTU |  |  | 10 | [21 empty] | Proxied Device | Good |  | 10 |  |  | WS/Facilities |  | schneider_easylogicem6436hrs | SCHNEIDER-EASYLOGICEM6436HRS
| Building Management System | EM-314 | EM-314 | SCHNEIDER | EASYLOGIC EM6436H RS | Standard | Serial | EM | 8 | 805 |  |  | Active | Yes | IN-BLR-ANANTA-EM-314_8 | uuid://e7f490ba-f452-4d9f-b844-bef030c9cff7 | {"asset":{"guid":"uuid://e7f490ba-f452-4d9f-b844-bef030c9cff7","site":"in-blr-ananta","name":"em-314"}} | Base Builder | [5 empty] | Modbus RTU |  |  | 11 | [21 empty] | Proxied Device | Good |  | 10 |  |  | WS/Facilities |  | schneider_easylogicem6436hrs | SCHNEIDER-EASYLOGICEM6436HRS
| Building Management System | EM-315 | EM-315 | SCHNEIDER | EASYLOGIC EM6436H RS | Standard | Serial | EM | 9 | 905 |  |  | Active | Yes | IN-BLR-ANANTA-EM-315_9 | uuid://3b6ab617-3f03-44b2-9d5e-94cade381dd2 | {"asset":{"guid":"uuid://3b6ab617-3f03-44b2-9d5e-94cade381dd2","site":"in-blr-ananta","name":"em-315"}} | Base Builder | [5 empty] | Modbus RTU |  |  | 12 | [21 empty] | Proxied Device | Good |  | 10 |  |  | WS/Facilities |  | schneider_easylogicem6436hrs | SCHNEIDER-EASYLOGICEM6436HRS
| Building Management System | EM-316 | EM-316 | SCHNEIDER | EASYLOGIC EM6436H RS | Standard | Serial | EM | 10 | 1005 |  |  | Active | Yes | IN-BLR-ANANTA-EM-316_10 | uuid://41cfc894-64ad-4f5e-bee5-628651fe90c3 | {"asset":{"guid":"uuid://41cfc894-64ad-4f5e-bee5-628651fe90c3","site":"in-blr-ananta","name":"em-316"}} | Base Builder | [5 empty] | Modbus RTU |  |  | 13 | [21 empty] | Proxied Device | Good |  | 10 |  |  | WS/Facilities |  | schneider_easylogicem6436hrs | SCHNEIDER-EASYLOGICEM6436HRS
| Building Management System | EM-317 | EM-317 | SCHNEIDER | EASYLOGIC EM6436H RS | Standard | Serial | EM | 11 | 1105 |  |  | Active | Yes | IN-BLR-ANANTA-EM-317_11 | uuid://4b115484-740a-4bdc-aef5-d0bfdd555665 | {"asset":{"guid":"uuid://4b115484-740a-4bdc-aef5-d0bfdd555665","site":"in-blr-ananta","name":"em-317"}} | Base Builder | [5 empty] | Modbus RTU |  |  | 14 | [21 empty] | Proxied Device | Good |  | 10 |  |  | WS/Facilities |  | schneider_easylogicem6436hrs | SCHNEIDER-EASYLOGICEM6436HRS
| Building Management System | EM-318 | EM-318 | SCHNEIDER | EASYLOGIC EM6436H RS | Standard | Serial | EM | G | G56 |  |  | Active | Yes | IN-BLR-ANANTA-EM-318_G | uuid://9a025f7d-19da-476a-a5c6-238765aeeb2d | {"asset":{"guid":"uuid://9a025f7d-19da-476a-a5c6-238765aeeb2d","site":"in-blr-ananta","name":"em-318"}} | Base Builder | [5 empty] | Modbus RTU |  |  | 1 | [21 empty] | Proxied Device | Good |  | 10 |  |  | WS/Facilities |  | schneider_easylogicem6436hrs | SCHNEIDER-EASYLOGICEM6436HRS
| Building Management System | EM-319 | EM-319 | SCHNEIDER | EASYLOGIC EM6436H RS | Standard | Serial | EM | 1 | 156 |  |  | Active | Yes | IN-BLR-ANANTA-EM-319_1 | uuid://256b0232-a973-4c23-8446-7f5e0815a168 | {"asset":{"guid":"uuid://256b0232-a973-4c23-8446-7f5e0815a168","site":"in-blr-ananta","name":"em-319"}} | Base Builder | [5 empty] | Modbus RTU |  |  | 2 | [21 empty] | Proxied Device | Good |  | 10 |  |  | WS/Facilities |  | schneider_easylogicem6436hrs | SCHNEIDER-EASYLOGICEM6436HRS
| Building Management System | EM-320 | EM-320 | SCHNEIDER | EASYLOGIC EM6436H RS | Standard | Serial | EM | 2 | 256 |  |  | Active | Yes | IN-BLR-ANANTA-EM-320_2 | uuid://6a22211b-d2f1-426b-8cf9-658e16cdf671 | {"asset":{"guid":"uuid://6a22211b-d2f1-426b-8cf9-658e16cdf671","site":"in-blr-ananta","name":"em-320"}} | Base Builder | [5 empty] | Modbus RTU |  |  | 3 | [21 empty] | Proxied Device | Good |  | 10 |  |  | WS/Facilities |  | schneider_easylogicem6436hrs | SCHNEIDER-EASYLOGICEM6436HRS
| Building Management System | EM-321 | EM-321 | SCHNEIDER | EASYLOGIC EM6436H RS | Standard | Serial | EM | 3 | 356 |  |  | Active | Yes | IN-BLR-ANANTA-EM-321_3 | uuid://e9ee0090-4d08-4b46-8fa7-a10889e4dead | {"asset":{"guid":"uuid://e9ee0090-4d08-4b46-8fa7-a10889e4dead","site":"in-blr-ananta","name":"em-321"}} | Base Builder | [5 empty] | Modbus RTU |  |  | 4 | [21 empty] | Proxied Device | Good |  | 10 |  |  | WS/Facilities |  | schneider_easylogicem6436hrs | SCHNEIDER-EASYLOGICEM6436HRS
| Building Management System | EM-322 | EM-322 | SCHNEIDER | EASYLOGIC EM6436H RS | Standard | Serial | EM | 4 | 456 |  |  | Active | Yes | IN-BLR-ANANTA-EM-322_4 | uuid://236d8d46-e456-480e-90c0-093c67419e60 | {"asset":{"guid":"uuid://236d8d46-e456-480e-90c0-093c67419e60","site":"in-blr-ananta","name":"em-322"}} | Base Builder | [5 empty] | Modbus RTU |  |  | 5 | [21 empty] | Proxied Device | Good |  | 10 |  |  | WS/Facilities |  | schneider_easylogicem6436hrs | SCHNEIDER-EASYLOGICEM6436HRS
| Building Management System | EM-323 | EM-323 | SCHNEIDER | EASYLOGIC EM6436H RS | Standard | Serial | EM | 5 | 556 |  |  | Active | Yes | IN-BLR-ANANTA-EM-323_5 | uuid://1dde354c-51a0-407d-8e72-91428cae0ba6 | {"asset":{"guid":"uuid://1dde354c-51a0-407d-8e72-91428cae0ba6","site":"in-blr-ananta","name":"em-323"}} | Base Builder | [5 empty] | Modbus RTU |  |  | 6 | [21 empty] | Proxied Device | Good |  | 10 |  |  | WS/Facilities |  | schneider_easylogicem6436hrs | SCHNEIDER-EASYLOGICEM6436HRS
| Building Management System | EM-324 | EM-324 | SCHNEIDER | EASYLOGIC EM6436H RS | Standard | Serial | EM | 6 | 656 |  |  | Active | Yes | IN-BLR-ANANTA-EM-324_6 | uuid://f562d4e4-89fd-4cb1-9fe9-0432a3414889 | {"asset":{"guid":"uuid://f562d4e4-89fd-4cb1-9fe9-0432a3414889","site":"in-blr-ananta","name":"em-324"}} | Base Builder | [5 empty] | Modbus RTU |  |  | 7 | [21 empty] | Proxied Device | Good |  | 10 |  |  | WS/Facilities |  | schneider_easylogicem6436hrs | SCHNEIDER-EASYLOGICEM6436HRS
| Building Management System | EM-325 | EM-325 | SCHNEIDER | EASYLOGIC EM6436H RS | Standard | Serial | EM | 7 | 756 |  |  | Active | Yes | IN-BLR-ANANTA-EM-325_7 | uuid://378de1a6-7613-47e3-9302-71f697446ecf | {"asset":{"guid":"uuid://378de1a6-7613-47e3-9302-71f697446ecf","site":"in-blr-ananta","name":"em-325"}} | Base Builder | [5 empty] | Modbus RTU |  |  | 8 | [21 empty] | Proxied Device | Good |  | 10 |  |  | WS/Facilities |  | schneider_easylogicem6436hrs | SCHNEIDER-EASYLOGICEM6436HRS
| Building Management System | EM-326 | EM-326 | SCHNEIDER | EASYLOGIC EM6436H RS | Standard | Serial | EM | 8 | 856 |  |  | Active | Yes | IN-BLR-ANANTA-EM-326_8 | uuid://8c3fef3d-597e-4ca7-9a16-6c4849d04b55 | {"asset":{"guid":"uuid://8c3fef3d-597e-4ca7-9a16-6c4849d04b55","site":"in-blr-ananta","name":"em-326"}} | Base Builder | [5 empty] | Modbus RTU |  |  | 9 | [21 empty] | Proxied Device | Good |  | 10 |  |  | WS/Facilities |  | schneider_easylogicem6436hrs | SCHNEIDER-EASYLOGICEM6436HRS
| Building Management System | EM-327 | EM-327 | SCHNEIDER | EASYLOGIC EM6436H RS | Standard | Serial | EM | 9 | 956 |  |  | Active | Yes | IN-BLR-ANANTA-EM-327_9 | uuid://199900dd-24a5-469f-bf0f-3dac4fac2a0d | {"asset":{"guid":"uuid://199900dd-24a5-469f-bf0f-3dac4fac2a0d","site":"in-blr-ananta","name":"em-327"}} | Base Builder | [5 empty] | Modbus RTU |  |  | 10 | [21 empty] | Proxied Device | Good |  | 10 |  |  | WS/Facilities |  | schneider_easylogicem6436hrs | SCHNEIDER-EASYLOGICEM6436HRS
| Building Management System | EM-328 | EM-328 | SCHNEIDER | EASYLOGIC EM6436H RS | Standard | Serial | EM | 10 | 1056 |  |  | Active | Yes | IN-BLR-ANANTA-EM-328_10 | uuid://9c20d835-7f2c-46e5-9eb3-8bf6cb67651b | {"asset":{"guid":"uuid://9c20d835-7f2c-46e5-9eb3-8bf6cb67651b","site":"in-blr-ananta","name":"em-328"}} | Base Builder | [5 empty] | Modbus RTU |  |  | 11 | [21 empty] | Proxied Device | Good |  | 10 |  |  | WS/Facilities |  | schneider_easylogicem6436hrs | SCHNEIDER-EASYLOGICEM6436HRS
| Building Management System | EM-329 | EM-329 | SCHNEIDER | EASYLOGIC EM6436H RS | Standard | Serial | EM | 11 | 1156 |  |  | Active | Yes | IN-BLR-ANANTA-EM-329_11 | uuid://ef40aa13-5bf1-4ede-a8d7-24e4e8003c1d | {"asset":{"guid":"uuid://ef40aa13-5bf1-4ede-a8d7-24e4e8003c1d","site":"in-blr-ananta","name":"em-329"}} | Base Builder | [5 empty] | Modbus RTU |  |  | 12 | [21 empty] | Proxied Device | Good |  | 10 |  |  | WS/Facilities |  | schneider_easylogicem6436hrs | SCHNEIDER-EASYLOGICEM6436HRS
| Building Management System | EM-330 | EM-330 | SCHNEIDER | EASYLOGIC EM6436H RS | Standard | Serial | EM | G | GC26 |  |  | Active | Yes | IN-BLR-ANANTA-EM-330_G | uuid://e7d778b2-e03c-4941-853b-8dab2984bf58 | {"asset":{"guid":"uuid://e7d778b2-e03c-4941-853b-8dab2984bf58","site":"in-blr-ananta","name":"em-330"}} | Base Builder | [5 empty] | Modbus RTU |  |  | 1 | [21 empty] | Proxied Device | Good |  | 10 |  |  | WS/Facilities |  | schneider_easylogicem6436hrs | SCHNEIDER-EASYLOGICEM6436HRS
| Building Management System | EM-331 | EM-331 | SCHNEIDER | EASYLOGIC EM6436H RS | Standard | Serial | EM | 1 | 170 |  |  | Active | Yes | IN-BLR-ANANTA-EM-331_1 | uuid://b9a72bb1-d08d-46f2-babe-45d98f364b24 | {"asset":{"guid":"uuid://b9a72bb1-d08d-46f2-babe-45d98f364b24","site":"in-blr-ananta","name":"em-331"}} | Base Builder | [5 empty] | Modbus RTU |  |  | 2 | [21 empty] | Proxied Device | Good |  | 10 |  |  | WS/Facilities |  | schneider_easylogicem6436hrs | SCHNEIDER-EASYLOGICEM6436HRS
| Building Management System | EM-332 | EM-332 | SCHNEIDER | EASYLOGIC EM6436H RS | Standard | Serial | EM | 1 | 170 |  |  | Active | Yes | IN-BLR-ANANTA-EM-332_1 | uuid://ddd12cb5-f9b4-4cf3-8566-986af64d4bbb | {"asset":{"guid":"uuid://ddd12cb5-f9b4-4cf3-8566-986af64d4bbb","site":"in-blr-ananta","name":"em-332"}} | Base Builder | [5 empty] | Modbus RTU |  |  | 3 | [21 empty] | Proxied Device | Good |  | 10 |  |  | WS/Facilities |  | schneider_easylogicem6436hrs | SCHNEIDER-EASYLOGICEM6436HRS
| Building Management System | EM-333 | EM-333 | SCHNEIDER | EASYLOGIC EM6436H RS | Standard | Serial | EM | 2 | 270 |  |  | Active | Yes | IN-BLR-ANANTA-EM-333_2 | uuid://a4b06254-dadc-4dc4-a2e1-707d4270fa43 | {"asset":{"guid":"uuid://a4b06254-dadc-4dc4-a2e1-707d4270fa43","site":"in-blr-ananta","name":"em-333"}} | Base Builder | [5 empty] | Modbus RTU |  |  | 4 | [21 empty] | Proxied Device | Good |  | 10 |  |  | WS/Facilities |  | schneider_easylogicem6436hrs | SCHNEIDER-EASYLOGICEM6436HRS
| Building Management System | EM-334 | EM-334 | SCHNEIDER | EASYLOGIC EM6436H RS | Standard | Serial | EM | 2 | 270 |  |  | Active | Yes | IN-BLR-ANANTA-EM-334_2 | uuid://989bb3b9-fa36-4adb-827a-7bc1c87be84b | {"asset":{"guid":"uuid://989bb3b9-fa36-4adb-827a-7bc1c87be84b","site":"in-blr-ananta","name":"em-334"}} | Base Builder | [5 empty] | Modbus RTU |  |  | 5 | [21 empty] | Proxied Device | Good |  | 10 |  |  | WS/Facilities |  | schneider_easylogicem6436hrs | SCHNEIDER-EASYLOGICEM6436HRS
| Building Management System | EM-335 | EM-335 | SCHNEIDER | EASYLOGIC EM6436H RS | Standard | Serial | EM | 3 | 370 |  |  | Active | Yes | IN-BLR-ANANTA-EM-335_3 | uuid://c5e8bbd9-b7df-4df5-a3ab-f0945dd49344 | {"asset":{"guid":"uuid://c5e8bbd9-b7df-4df5-a3ab-f0945dd49344","site":"in-blr-ananta","name":"em-335"}} | Base Builder | [5 empty] | Modbus RTU |  |  | 6 | [21 empty] | Proxied Device | Good |  | 10 |  |  | WS/Facilities |  | schneider_easylogicem6436hrs | SCHNEIDER-EASYLOGICEM6436HRS
| Building Management System | EM-336 | EM-336 | SCHNEIDER | EASYLOGIC EM6436H RS | Standard | Serial | EM | 3 | 370 |  |  | Active | Yes | IN-BLR-ANANTA-EM-336_3 | uuid://2cb3984d-4bb5-40fc-80b3-ac8f17615bc3 | {"asset":{"guid":"uuid://2cb3984d-4bb5-40fc-80b3-ac8f17615bc3","site":"in-blr-ananta","name":"em-336"}} | Base Builder | [5 empty] | Modbus RTU |  |  | 7 | [21 empty] | Proxied Device | Good |  | 10 |  |  | WS/Facilities |  | schneider_easylogicem6436hrs | SCHNEIDER-EASYLOGICEM6436HRS
| Building Management System | EM-337 | EM-337 | SCHNEIDER | EASYLOGIC EM6436H RS | Standard | Serial | EM | 4 | 470 |  |  | Active | Yes | IN-BLR-ANANTA-EM-337_4 | uuid://ed55688a-253c-473a-87e7-d4bca3447214 | {"asset":{"guid":"uuid://ed55688a-253c-473a-87e7-d4bca3447214","site":"in-blr-ananta","name":"em-337"}} | Base Builder | [5 empty] | Modbus RTU |  |  | 8 | [21 empty] | Proxied Device | Good |  | 10 |  |  | WS/Facilities |  | schneider_easylogicem6436hrs | SCHNEIDER-EASYLOGICEM6436HRS
| Building Management System | EM-338 | EM-338 | SCHNEIDER | EASYLOGIC EM6436H RS | Standard | Serial | EM | 4 | 470 |  |  | Active | Yes | IN-BLR-ANANTA-EM-338_4 | uuid://a9685567-4930-4e2b-8d48-5bac36de092f | {"asset":{"guid":"uuid://a9685567-4930-4e2b-8d48-5bac36de092f","site":"in-blr-ananta","name":"em-338"}} | Base Builder | [5 empty] | Modbus RTU |  |  | 9 | [21 empty] | Proxied Device | Good |  | 10 |  |  | WS/Facilities |  | schneider_easylogicem6436hrs | SCHNEIDER-EASYLOGICEM6436HRS
| Building Management System | EM-339 | EM-339 | SCHNEIDER | EASYLOGIC EM6436H RS | Standard | Serial | EM | 5 | 570 |  |  | Active | Yes | IN-BLR-ANANTA-EM-339_5 | uuid://b1984b57-0ab4-4ca9-9c25-439149d87bce | {"asset":{"guid":"uuid://b1984b57-0ab4-4ca9-9c25-439149d87bce","site":"in-blr-ananta","name":"em-339"}} | Base Builder | [5 empty] | Modbus RTU |  |  | 10 | [21 empty] | Proxied Device | Good |  | 10 |  |  | WS/Facilities |  | schneider_easylogicem6436hrs | SCHNEIDER-EASYLOGICEM6436HRS
| Building Management System | EM-340 | EM-340 | SCHNEIDER | EASYLOGIC EM6436H RS | Standard | Serial | EM | 5 | 570 |  |  | Active | Yes | IN-BLR-ANANTA-EM-340_5 | uuid://8b7b5ca8-2977-4faa-9128-7d485087f3e4 | {"asset":{"guid":"uuid://8b7b5ca8-2977-4faa-9128-7d485087f3e4","site":"in-blr-ananta","name":"em-340"}} | Base Builder | [5 empty] | Modbus RTU |  |  | 11 | [21 empty] | Proxied Device | Good |  | 10 |  |  | WS/Facilities |  | schneider_easylogicem6436hrs | SCHNEIDER-EASYLOGICEM6436HRS
| Building Management System | EM-341 | EM-341 | SCHNEIDER | EASYLOGIC EM6436H RS | Standard | Serial | EM | 6 | 670 |  |  | Active | Yes | IN-BLR-ANANTA-EM-341_6 | uuid://528eff34-9b1c-4904-96de-3079bdc2c424 | {"asset":{"guid":"uuid://528eff34-9b1c-4904-96de-3079bdc2c424","site":"in-blr-ananta","name":"em-341"}} | Base Builder | [5 empty] | Modbus RTU |  |  | 12 | [21 empty] | Proxied Device | Good |  | 10 |  |  | WS/Facilities |  | schneider_easylogicem6436hrs | SCHNEIDER-EASYLOGICEM6436HRS
| Building Management System | EM-342 | EM-342 | SCHNEIDER | EASYLOGIC EM6436H RS | Standard | Serial | EM | 6 | 670 |  |  | Active | Yes | IN-BLR-ANANTA-EM-342_6 | uuid://eed7aeb2-a0d9-44bd-b6f9-cc83ef53460a | {"asset":{"guid":"uuid://eed7aeb2-a0d9-44bd-b6f9-cc83ef53460a","site":"in-blr-ananta","name":"em-342"}} | Base Builder | [5 empty] | Modbus RTU |  |  | 13 | [21 empty] | Proxied Device | Good |  | 10 |  |  | WS/Facilities |  | schneider_easylogicem6436hrs | SCHNEIDER-EASYLOGICEM6436HRS
| Building Management System | EM-343 | EM-343 | SCHNEIDER | EASYLOGIC EM6436H RS | Standard | Serial | EM | 7 | 770 |  |  | Active | Yes | IN-BLR-ANANTA-EM-343_7 | uuid://51ef76d6-5cea-428f-a2ec-4165189423f8 | {"asset":{"guid":"uuid://51ef76d6-5cea-428f-a2ec-4165189423f8","site":"in-blr-ananta","name":"em-343"}} | Base Builder | [5 empty] | Modbus RTU |  |  | 14 | [21 empty] | Proxied Device | Good |  | 10 |  |  | WS/Facilities |  | schneider_easylogicem6436hrs | SCHNEIDER-EASYLOGICEM6436HRS
| Building Management System | EM-344 | EM-344 | SCHNEIDER | EASYLOGIC EM6436H RS | Standard | Serial | EM | 7 | 770 |  |  | Active | Yes | IN-BLR-ANANTA-EM-344_7 | uuid://78bf19ad-8af5-4b10-9d3e-61764b963c92 | {"asset":{"guid":"uuid://78bf19ad-8af5-4b10-9d3e-61764b963c92","site":"in-blr-ananta","name":"em-344"}} | Base Builder | [5 empty] | Modbus RTU |  |  | 15 | [21 empty] | Proxied Device | Good |  | 10 |  |  | WS/Facilities |  | schneider_easylogicem6436hrs | SCHNEIDER-EASYLOGICEM6436HRS
| Building Management System | EM-345 | EM-345 | SCHNEIDER | EASYLOGIC EM6436H RS | Standard | Serial | EM | 8 | 870 |  |  | Active | Yes | IN-BLR-ANANTA-EM-345_8 | uuid://c062a3a3-f255-40ea-be85-232bb85de1d9 | {"asset":{"guid":"uuid://c062a3a3-f255-40ea-be85-232bb85de1d9","site":"in-blr-ananta","name":"em-345"}} | Base Builder | [5 empty] | Modbus RTU |  |  | 16 | [21 empty] | Proxied Device | Good |  | 10 |  |  | WS/Facilities |  | schneider_easylogicem6436hrs | SCHNEIDER-EASYLOGICEM6436HRS
| Building Management System | EM-346 | EM-346 | SCHNEIDER | EASYLOGIC EM6436H RS | Standard | Serial | EM | 8 | 870 |  |  | Active | Yes | IN-BLR-ANANTA-EM-346_8 | uuid://2501004e-9e18-4c45-b7ca-0f6356df1406 | {"asset":{"guid":"uuid://2501004e-9e18-4c45-b7ca-0f6356df1406","site":"in-blr-ananta","name":"em-346"}} | Base Builder | [5 empty] | Modbus RTU |  |  | 17 | [21 empty] | Proxied Device | Good |  | 10 |  |  | WS/Facilities |  | schneider_easylogicem6436hrs | SCHNEIDER-EASYLOGICEM6436HRS
| Building Management System | EM-347 | EM-347 | SCHNEIDER | EASYLOGIC EM6436H RS | Standard | Serial | EM | 9 | 970 |  |  | Active | Yes | IN-BLR-ANANTA-EM-347_9 | uuid://533f0a40-b21b-4a61-a278-8e62c922f16a | {"asset":{"guid":"uuid://533f0a40-b21b-4a61-a278-8e62c922f16a","site":"in-blr-ananta","name":"em-347"}} | Base Builder | [5 empty] | Modbus RTU |  |  | 18 | [21 empty] | Proxied Device | Good |  | 10 |  |  | WS/Facilities |  | schneider_easylogicem6436hrs | SCHNEIDER-EASYLOGICEM6436HRS
| Building Management System | EM-348 | EM-348 | SCHNEIDER | EASYLOGIC EM6436H RS | Standard | Serial | EM | 9 | 970 |  |  | Active | Yes | IN-BLR-ANANTA-EM-348_9 | uuid://27cec207-3c95-4398-9734-f3a8e9c19005 | {"asset":{"guid":"uuid://27cec207-3c95-4398-9734-f3a8e9c19005","site":"in-blr-ananta","name":"em-348"}} | Base Builder | [5 empty] | Modbus RTU |  |  | 19 | [21 empty] | Proxied Device | Good |  | 10 |  |  | WS/Facilities |  | schneider_easylogicem6436hrs | SCHNEIDER-EASYLOGICEM6436HRS
| Building Management System | EM-349 | EM-349 | SCHNEIDER | EASYLOGIC EM6436H RS | Standard | Serial | EM | 10 | 1070 |  |  | Active | Yes | IN-BLR-ANANTA-EM-349_10 | uuid://426d2396-9444-40d8-8a6f-df9839a8033d | {"asset":{"guid":"uuid://426d2396-9444-40d8-8a6f-df9839a8033d","site":"in-blr-ananta","name":"em-349"}} | Base Builder | [5 empty] | Modbus RTU |  |  | 20 | [21 empty] | Proxied Device | Good |  | 10 |  |  | WS/Facilities |  | schneider_easylogicem6436hrs | SCHNEIDER-EASYLOGICEM6436HRS
| Building Management System | EM-350 | EM-350 | SCHNEIDER | EASYLOGIC EM6436H RS | Standard | Serial | EM | 11 | 1170 |  |  | Active | Yes | IN-BLR-ANANTA-EM-350_11 | uuid://463680bb-aeac-4836-bcee-d7a6551b114f | {"asset":{"guid":"uuid://463680bb-aeac-4836-bcee-d7a6551b114f","site":"in-blr-ananta","name":"em-350"}} | Base Builder | [5 empty] | Modbus RTU |  |  | 22 | [21 empty] | Proxied Device | Good |  | 10 |  |  | WS/Facilities |  | schneider_easylogicem6436hrs | SCHNEIDER-EASYLOGICEM6436HRS
| Building Management System | EM-351 | EM-351 | SCHNEIDER | EASYLOGIC EM6436H RS | Standard | Serial | EM | 11 | 1170 |  |  | Active | Yes | IN-BLR-ANANTA-EM-351_11 | uuid://059cccf3-7ac1-4213-9e68-89a227e26516 | {"asset":{"guid":"uuid://059cccf3-7ac1-4213-9e68-89a227e26516","site":"in-blr-ananta","name":"em-351"}} | Base Builder | [5 empty] | Modbus RTU |  |  | 23 | [21 empty] | Proxied Device | Good |  | 10 |  |  | WS/Facilities |  | schneider_easylogicem6436hrs | SCHNEIDER-EASYLOGICEM6436HRS
| Building Management System | EM-352 | EM-352 | SCHNEIDER | EASYLOGIC EM6436H RS | Standard | Serial | EM | 11 | 1170 |  |  | Active | Yes | IN-BLR-ANANTA-EM-352_11 | uuid://bf99c2d9-6999-4f62-920e-fb4dd70c10a4 | {"asset":{"guid":"uuid://bf99c2d9-6999-4f62-920e-fb4dd70c10a4","site":"in-blr-ananta","name":"em-352"}} | Base Builder | [5 empty] | Modbus RTU |  |  | 24 | [21 empty] | Proxied Device | Good |  | 10 |  |  | WS/Facilities |  | schneider_easylogicem6436hrs | SCHNEIDER-EASYLOGICEM6436HRS
| Building Management System | EM-353 | EM-353 | SCHNEIDER | EASYLOGIC EM6436H RS | Standard | Serial | EM | 11 | 1170 |  |  | Active | Yes | IN-BLR-ANANTA-EM-353_11 | uuid://242d3887-479c-4cdb-aa94-2e4ef8c2be13 | {"asset":{"guid":"uuid://242d3887-479c-4cdb-aa94-2e4ef8c2be13","site":"in-blr-ananta","name":"em-353"}} | Base Builder | [5 empty] | Modbus RTU |  |  | 25 | [21 empty] | Proxied Device | Good |  | 10 |  |  | WS/Facilities |  | schneider_easylogicem6436hrs | SCHNEIDER-EASYLOGICEM6436HRS
| Building Management System | EM-354 | EM-354 | SCHNEIDER | EASYLOGIC EM6436H RS | Standard | Serial | EM | 1 | 182 |  |  | Active | Yes | IN-BLR-ANANTA-EM-354_1 | uuid://a01d54ce-6ade-46c2-a29f-ee86bf82045c | {"asset":{"guid":"uuid://a01d54ce-6ade-46c2-a29f-ee86bf82045c","site":"in-blr-ananta","name":"em-354"}} | Base Builder | [5 empty] | Modbus RTU |  |  | 1 | [21 empty] | Proxied Device | Good |  | 10 |  |  | WS/Facilities |  | schneider_easylogicem6436hrs | SCHNEIDER-EASYLOGICEM6436HRS
| Building Management System | EM-355 | EM-355 | SCHNEIDER | EASYLOGIC EM6436H RS | Standard | Serial | EM | 1 | 182 |  |  | Active | Yes | IN-BLR-ANANTA-EM-355_1 | uuid://fd77c328-9a5e-4703-9481-3ff9894ad319 | {"asset":{"guid":"uuid://fd77c328-9a5e-4703-9481-3ff9894ad319","site":"in-blr-ananta","name":"em-355"}} | Base Builder | [5 empty] | Modbus RTU |  |  | 2 | [21 empty] | Proxied Device | Good |  | 10 |  |  | WS/Facilities |  | schneider_easylogicem6436hrs | SCHNEIDER-EASYLOGICEM6436HRS
| Building Management System | EM-356 | EM-356 | SCHNEIDER | EASYLOGIC EM6436H RS | Standard | Serial | EM | 1 | 182 |  |  | Active | Yes | IN-BLR-ANANTA-EM-356_1 | uuid://6b42f6a1-f902-4a45-a0e9-bd50481e900a | {"asset":{"guid":"uuid://6b42f6a1-f902-4a45-a0e9-bd50481e900a","site":"in-blr-ananta","name":"em-356"}} | Base Builder | [5 empty] | Modbus RTU |  |  | 3 | [21 empty] | Proxied Device | Good |  | 10 |  |  | WS/Facilities |  | schneider_easylogicem6436hrs | SCHNEIDER-EASYLOGICEM6436HRS
| Building Management System | EM-357 | EM-357 | SCHNEIDER | EASYLOGIC EM6436H RS | Standard | Serial | EM | 2 | 282 |  |  | Active | Yes | IN-BLR-ANANTA-EM-357_2 | uuid://48172a45-17d4-473d-9bf2-f888684bde74 | {"asset":{"guid":"uuid://48172a45-17d4-473d-9bf2-f888684bde74","site":"in-blr-ananta","name":"em-357"}} | Base Builder | [5 empty] | Modbus RTU |  |  | 4 | [21 empty] | Proxied Device | Good |  | 10 |  |  | WS/Facilities |  | schneider_easylogicem6436hrs | SCHNEIDER-EASYLOGICEM6436HRS
| Building Management System | EM-358 | EM-358 | SCHNEIDER | EASYLOGIC EM6436H RS | Standard | Serial | EM | 2 | 282 |  |  | Active | Yes | IN-BLR-ANANTA-EM-358_2 | uuid://4a315da7-d4e5-4afe-95ac-dca319d4b8e4 | {"asset":{"guid":"uuid://4a315da7-d4e5-4afe-95ac-dca319d4b8e4","site":"in-blr-ananta","name":"em-358"}} | Base Builder | [5 empty] | Modbus RTU |  |  | 5 | [21 empty] | Proxied Device | Good |  | 10 |  |  | WS/Facilities |  | schneider_easylogicem6436hrs | SCHNEIDER-EASYLOGICEM6436HRS
| Building Management System | EM-359 | EM-359 | SCHNEIDER | EASYLOGIC EM6436H RS | Standard | Serial | EM | 3 | 382 |  |  | Active | Yes | IN-BLR-ANANTA-EM-359_3 | uuid://b5039cab-c17a-4ad4-8541-a1f9b9575240 | {"asset":{"guid":"uuid://b5039cab-c17a-4ad4-8541-a1f9b9575240","site":"in-blr-ananta","name":"em-359"}} | Base Builder | [5 empty] | Modbus RTU |  |  | 6 | [21 empty] | Proxied Device | Good |  | 10 |  |  | WS/Facilities |  | schneider_easylogicem6436hrs | SCHNEIDER-EASYLOGICEM6436HRS
| Building Management System | EM-360 | EM-360 | SCHNEIDER | EASYLOGIC EM6436H RS | Standard | Serial | EM | 3 | 382 |  |  | Active | Yes | IN-BLR-ANANTA-EM-360_3 | uuid://94d4bcd1-68f4-4465-af33-7ceebfc10ca0 | {"asset":{"guid":"uuid://94d4bcd1-68f4-4465-af33-7ceebfc10ca0","site":"in-blr-ananta","name":"em-360"}} | Base Builder | [5 empty] | Modbus RTU |  |  | 7 | [21 empty] | Proxied Device | Good |  | 10 |  |  | WS/Facilities |  | schneider_easylogicem6436hrs | SCHNEIDER-EASYLOGICEM6436HRS
| Building Management System | EM-361 | EM-361 | SCHNEIDER | EASYLOGIC EM6436H RS | Standard | Serial | EM | 4 | 482 |  |  | Active | Yes | IN-BLR-ANANTA-EM-361_4 | uuid://bcde0ddc-67e6-4ecc-9868-7a7bce18ab9f | {"asset":{"guid":"uuid://bcde0ddc-67e6-4ecc-9868-7a7bce18ab9f","site":"in-blr-ananta","name":"em-361"}} | Base Builder | [5 empty] | Modbus RTU |  |  | 8 | [21 empty] | Proxied Device | Good |  | 10 |  |  | WS/Facilities |  | schneider_easylogicem6436hrs | SCHNEIDER-EASYLOGICEM6436HRS
| Building Management System | EM-362 | EM-362 | SCHNEIDER | EASYLOGIC EM6436H RS | Standard | Serial | EM | 4 | 482 |  |  | Active | Yes | IN-BLR-ANANTA-EM-362_4 | uuid://34ce869f-0ace-45a9-9c86-116281fad169 | {"asset":{"guid":"uuid://34ce869f-0ace-45a9-9c86-116281fad169","site":"in-blr-ananta","name":"em-362"}} | Base Builder | [5 empty] | Modbus RTU |  |  | 9 | [21 empty] | Proxied Device | Good |  | 10 |  |  | WS/Facilities |  | schneider_easylogicem6436hrs | SCHNEIDER-EASYLOGICEM6436HRS
| Building Management System | EM-363 | EM-363 | SCHNEIDER | EASYLOGIC EM6436H RS | Standard | Serial | EM | 5 | 582 |  |  | Active | Yes | IN-BLR-ANANTA-EM-363_5 | uuid://16f1f3cb-6aad-462c-b9b8-237405d3cd6c | {"asset":{"guid":"uuid://16f1f3cb-6aad-462c-b9b8-237405d3cd6c","site":"in-blr-ananta","name":"em-363"}} | Base Builder | [5 empty] | Modbus RTU |  |  | 10 | [21 empty] | Proxied Device | Good |  | 10 |  |  | WS/Facilities |  | schneider_easylogicem6436hrs | SCHNEIDER-EASYLOGICEM6436HRS
| Building Management System | EM-364 | EM-364 | SCHNEIDER | EASYLOGIC EM6436H RS | Standard | Serial | EM | 5 | 582 |  |  | Active | Yes | IN-BLR-ANANTA-EM-364_5 | uuid://83d93b31-7066-413e-b272-409a099731e2 | {"asset":{"guid":"uuid://83d93b31-7066-413e-b272-409a099731e2","site":"in-blr-ananta","name":"em-364"}} | Base Builder | [5 empty] | Modbus RTU |  |  | 11 | [21 empty] | Proxied Device | Good |  | 10 |  |  | WS/Facilities |  | schneider_easylogicem6436hrs | SCHNEIDER-EASYLOGICEM6436HRS
| Building Management System | EM-365 | EM-365 | SCHNEIDER | EASYLOGIC EM6436H RS | Standard | Serial | EM | 6 | 682 |  |  | Active | Yes | IN-BLR-ANANTA-EM-365_6 | uuid://fc64c413-1f6a-4457-bf9d-1e4942a94d57 | {"asset":{"guid":"uuid://fc64c413-1f6a-4457-bf9d-1e4942a94d57","site":"in-blr-ananta","name":"em-365"}} | Base Builder | [5 empty] | Modbus RTU |  |  | 12 | [21 empty] | Proxied Device | Good |  | 10 |  |  | WS/Facilities |  | schneider_easylogicem6436hrs | SCHNEIDER-EASYLOGICEM6436HRS
| Building Management System | EM-366 | EM-366 | SCHNEIDER | EASYLOGIC EM6436H RS | Standard | Serial | EM | 6 | 682 |  |  | Active | Yes | IN-BLR-ANANTA-EM-366_6 | uuid://238e0e04-960d-4f28-8b76-98df1efe0f30 | {"asset":{"guid":"uuid://238e0e04-960d-4f28-8b76-98df1efe0f30","site":"in-blr-ananta","name":"em-366"}} | Base Builder | [5 empty] | Modbus RTU |  |  | 13 | [21 empty] | Proxied Device | Good |  | 10 |  |  | WS/Facilities |  | schneider_easylogicem6436hrs | SCHNEIDER-EASYLOGICEM6436HRS
| Building Management System | EM-367 | EM-367 | SCHNEIDER | EASYLOGIC EM6436H RS | Standard | Serial | EM | 7 | 782 |  |  | Active | Yes | IN-BLR-ANANTA-EM-367_7 | uuid://9d4ffb56-d800-4a39-bb70-145b601513c0 | {"asset":{"guid":"uuid://9d4ffb56-d800-4a39-bb70-145b601513c0","site":"in-blr-ananta","name":"em-367"}} | Base Builder | [5 empty] | Modbus RTU |  |  | 14 | [21 empty] | Proxied Device | Good |  | 10 |  |  | WS/Facilities |  | schneider_easylogicem6436hrs | SCHNEIDER-EASYLOGICEM6436HRS
| Building Management System | EM-368 | EM-368 | SCHNEIDER | EASYLOGIC EM6436H RS | Standard | Serial | EM | 7 | 782 |  |  | Active | Yes | IN-BLR-ANANTA-EM-368_7 | uuid://46c0391e-1096-4cf2-8302-d25a65b97543 | {"asset":{"guid":"uuid://46c0391e-1096-4cf2-8302-d25a65b97543","site":"in-blr-ananta","name":"em-368"}} | Base Builder | [5 empty] | Modbus RTU |  |  | 15 | [21 empty] | Proxied Device | Good |  | 10 |  |  | WS/Facilities |  | schneider_easylogicem6436hrs | SCHNEIDER-EASYLOGICEM6436HRS
| Building Management System | EM-369 | EM-369 | SCHNEIDER | EASYLOGIC EM6436H RS | Standard | Serial | EM | 8 | 872 |  |  | Active | Yes | IN-BLR-ANANTA-EM-369_8 | uuid://144b8b32-286d-4510-9ec2-0ed252b2a0f2 | {"asset":{"guid":"uuid://144b8b32-286d-4510-9ec2-0ed252b2a0f2","site":"in-blr-ananta","name":"em-369"}} | Base Builder | [5 empty] | Modbus RTU |  |  | 16 | [21 empty] | Proxied Device | Good |  | 10 |  |  | WS/Facilities |  | schneider_easylogicem6436hrs | SCHNEIDER-EASYLOGICEM6436HRS
| Building Management System | EM-370 | EM-370 | SCHNEIDER | EASYLOGIC EM6436H RS | Standard | Serial | EM | 8 | 872 |  |  | Active | Yes | IN-BLR-ANANTA-EM-370_8 | uuid://3f3b1d3f-4724-4358-bf4e-58d715d4e048 | {"asset":{"guid":"uuid://3f3b1d3f-4724-4358-bf4e-58d715d4e048","site":"in-blr-ananta","name":"em-370"}} | Base Builder | [5 empty] | Modbus RTU |  |  | 17 | [21 empty] | Proxied Device | Good |  | 10 |  |  | WS/Facilities |  | schneider_easylogicem6436hrs | SCHNEIDER-EASYLOGICEM6436HRS
| Building Management System | EM-371 | EM-371 | SCHNEIDER | EASYLOGIC EM6436H RS | Standard | Serial | EM | 9 | 972 |  |  | Active | Yes | IN-BLR-ANANTA-EM-371_9 | uuid://011902a5-ae0f-4951-a96c-560a7d5f5a9c | {"asset":{"guid":"uuid://011902a5-ae0f-4951-a96c-560a7d5f5a9c","site":"in-blr-ananta","name":"em-371"}} | Base Builder | [5 empty] | Modbus RTU |  |  | 18 | [21 empty] | Proxied Device | Good |  | 10 |  |  | WS/Facilities |  | schneider_easylogicem6436hrs | SCHNEIDER-EASYLOGICEM6436HRS
| Building Management System | EM-372 | EM-372 | SCHNEIDER | EASYLOGIC EM6436H RS | Standard | Serial | EM | 9 | 972 |  |  | Active | Yes | IN-BLR-ANANTA-EM-372_9 | uuid://f40a2340-067c-4066-b117-72c2d19c69bd | {"asset":{"guid":"uuid://f40a2340-067c-4066-b117-72c2d19c69bd","site":"in-blr-ananta","name":"em-372"}} | Base Builder | [5 empty] | Modbus RTU |  |  | 19 | [21 empty] | Proxied Device | Good |  | 10 |  |  | WS/Facilities |  | schneider_easylogicem6436hrs | SCHNEIDER-EASYLOGICEM6436HRS
| Building Management System | EM-373 | EM-373 | SCHNEIDER | EASYLOGIC EM6436H RS | Standard | Serial | EM | 10 | 1072 |  |  | Active | Yes | IN-BLR-ANANTA-EM-373_10 | uuid://c6d189fa-4078-4495-b35e-a19e21dd3279 | {"asset":{"guid":"uuid://c6d189fa-4078-4495-b35e-a19e21dd3279","site":"in-blr-ananta","name":"em-373"}} | Base Builder | [5 empty] | Modbus RTU |  |  | 20 | [21 empty] | Proxied Device | Good |  | 10 |  |  | WS/Facilities |  | schneider_easylogicem6436hrs | SCHNEIDER-EASYLOGICEM6436HRS
| Building Management System | EM-374 | EM-374 | SCHNEIDER | EASYLOGIC EM6436H RS | Standard | Serial | EM | 10 | 1072 |  |  | Active | Yes | IN-BLR-ANANTA-EM-374_10 | uuid://bd25ba93-3457-41d8-825e-987946f2a733 | {"asset":{"guid":"uuid://bd25ba93-3457-41d8-825e-987946f2a733","site":"in-blr-ananta","name":"em-374"}} | Base Builder | [5 empty] | Modbus RTU |  |  | 21 | [21 empty] | Proxied Device | Good |  | 10 |  |  | WS/Facilities |  | schneider_easylogicem6436hrs | SCHNEIDER-EASYLOGICEM6436HRS
| Building Management System | EM-375 | EM-375 | SCHNEIDER | EASYLOGIC EM6436H RS | Standard | Serial | EM | 11 | 1172 |  |  | Active | Yes | IN-BLR-ANANTA-EM-375_11 | uuid://727646e7-8224-4f2c-80b0-b31e7abb4b4e | {"asset":{"guid":"uuid://727646e7-8224-4f2c-80b0-b31e7abb4b4e","site":"in-blr-ananta","name":"em-375"}} | Base Builder | [5 empty] | Modbus RTU |  |  | 22 | [21 empty] | Proxied Device | Good |  | 10 |  |  | WS/Facilities |  | schneider_easylogicem6436hrs | SCHNEIDER-EASYLOGICEM6436HRS
| Building Management System | EM-376 | EM-376 | SCHNEIDER | EASYLOGIC EM6436H RS | Standard | Serial | EM | 11 | 1172 |  |  | Active | Yes | IN-BLR-ANANTA-EM-376_11 | uuid://6474ed1d-f062-4e6a-a4b0-7e3375f64bed | {"asset":{"guid":"uuid://6474ed1d-f062-4e6a-a4b0-7e3375f64bed","site":"in-blr-ananta","name":"em-376"}} | Base Builder | [5 empty] | Modbus RTU |  |  | 23 | [21 empty] | Proxied Device | Good |  | 10 |  |  | WS/Facilities |  | schneider_easylogicem6436hrs | SCHNEIDER-EASYLOGICEM6436HRS
| Building Management System | EM-377 | EM-377 | SCHNEIDER | EASYLOGIC EM6436H RS | Standard | Serial | EM | G | GC26 |  |  | Active | Yes | IN-BLR-ANANTA-EM-377_G | uuid://9dd11a69-3ba4-441c-b683-1c30f96de9a9 | {"asset":{"guid":"uuid://9dd11a69-3ba4-441c-b683-1c30f96de9a9","site":"in-blr-ananta","name":"em-377"}} | Base Builder | [5 empty] | Modbus RTU |  |  | 33 | [21 empty] | Proxied Device | Good |  | 10 |  |  | WS/Facilities |  | schneider_easylogicem6436hrs | SCHNEIDER-EASYLOGICEM6436HRS
| Building Management System | EM-378 | EM-378 | SCHNEIDER | EASYLOGIC EM6436H RS | Standard | Serial | EM | G | GC26 |  |  | Active | Yes | IN-BLR-ANANTA-EM-378_G | uuid://16d75ea5-dc21-4255-8242-95f6cbadccd5 | {"asset":{"guid":"uuid://16d75ea5-dc21-4255-8242-95f6cbadccd5","site":"in-blr-ananta","name":"em-378"}} | Base Builder | [5 empty] | Modbus RTU |  |  | 34 | [21 empty] | Proxied Device | Good |  | 10 |  |  | WS/Facilities |  | schneider_easylogicem6436hrs | SCHNEIDER-EASYLOGICEM6436HRS
| Building Management System | EM-379 | EM-379 | SCHNEIDER | EASYLOGIC EM6436H RS | Standard | Serial | EM | G | GC26 |  |  | Active | Yes | IN-BLR-ANANTA-EM-379_G | uuid://a97a7f23-c387-42ec-bb51-f871e8490613 | {"asset":{"guid":"uuid://a97a7f23-c387-42ec-bb51-f871e8490613","site":"in-blr-ananta","name":"em-379"}} | Base Builder | [5 empty] | Modbus RTU |  |  | 35 | [21 empty] | Proxied Device | Good |  | 10 |  |  | WS/Facilities |  | schneider_easylogicem6436hrs | SCHNEIDER-EASYLOGICEM6436HRS
| Building Management System | EM-380 | EM-380 | SCHNEIDER | EASYLOGIC EM6436H RS | Standard | Serial | EM | G | GC26 |  |  | Active | Yes | IN-BLR-ANANTA-EM-380_G | uuid://4b1fb9ac-f1cb-47c0-9844-1bae57c95bb4 | {"asset":{"guid":"uuid://4b1fb9ac-f1cb-47c0-9844-1bae57c95bb4","site":"in-blr-ananta","name":"em-380"}} | Base Builder | [5 empty] | Modbus RTU |  |  | 36 | [21 empty] | Proxied Device | Good |  | 10 |  |  | WS/Facilities |  | schneider_easylogicem6436hrs | SCHNEIDER-EASYLOGICEM6436HRS
| Building Management System | EM-381 | EM-381 | SCHNEIDER | EASYLOGIC EM6436H RS | Standard | Serial | EM | G | GC26 |  |  | Active | Yes | IN-BLR-ANANTA-EM-381_G | uuid://792a56c1-718b-49a6-9a28-c837417349c6 | {"asset":{"guid":"uuid://792a56c1-718b-49a6-9a28-c837417349c6","site":"in-blr-ananta","name":"em-381"}} | Base Builder | [5 empty] | Modbus RTU |  |  | 29 | [21 empty] | Proxied Device | Good |  | 10 |  |  | WS/Facilities |  | schneider_easylogicem6436hrs | SCHNEIDER-EASYLOGICEM6436HRS
| Building Management System | EM-382 | EM-382 | SCHNEIDER | EASYLOGIC EM6436H RS | Standard | Serial | EM | G | GC26 |  |  | Active | Yes | IN-BLR-ANANTA-EM-382_G | uuid://217576b4-fa2a-4198-8dcc-8892b1a8867c | {"asset":{"guid":"uuid://217576b4-fa2a-4198-8dcc-8892b1a8867c","site":"in-blr-ananta","name":"em-382"}} | Base Builder | [5 empty] | Modbus RTU |  |  | 30 | [21 empty] | Proxied Device | Good |  | 10 |  |  | WS/Facilities |  | schneider_easylogicem6436hrs | SCHNEIDER-EASYLOGICEM6436HRS
| Building Management System | EM-383 | EM-383 | SCHNEIDER | EASYLOGIC EM6436H RS | Standard | Serial | EM | M | 3M13 |  |  | Active | Yes | IN-BLR-ANANTA-EM-383_M | uuid://4b61c472-322b-480a-8642-feb0cc3e6ed4 | {"asset":{"guid":"uuid://4b61c472-322b-480a-8642-feb0cc3e6ed4","site":"in-blr-ananta","name":"em-383"}} | Base Builder | [5 empty] | Modbus RTU |  |  | 19 | [21 empty] | Proxied Device | Good |  | 10 |  |  | WS/Facilities |  | schneider_easylogicem6436hrs | SCHNEIDER-EASYLOGICEM6436HRS
| Building Management System | EM-384 | EM-384 | SCHNEIDER | EASYLOGIC EM6436H RS | Standard | Serial | EM | M | 3M13 |  |  | Active | Yes | IN-BLR-ANANTA-EM-384_M | uuid://226dda7b-6e08-427b-8b65-e71bc8408f9e | {"asset":{"guid":"uuid://226dda7b-6e08-427b-8b65-e71bc8408f9e","site":"in-blr-ananta","name":"em-384"}} | Base Builder | [5 empty] | Modbus RTU |  |  | 20 | [21 empty] | Proxied Device | Good |  | 10 |  |  | WS/Facilities |  | schneider_easylogicem6436hrs | SCHNEIDER-EASYLOGICEM6436HRS
| Building Management System | EM-385 | EM-385 | SCHNEIDER | EASYLOGIC EM6436H RS | Standard | Serial | EM | M | 3M13 |  |  | Active | Yes | IN-BLR-ANANTA-EM-385_M | uuid://0df196e5-1ba6-48b6-8e45-699624f725ae | {"asset":{"guid":"uuid://0df196e5-1ba6-48b6-8e45-699624f725ae","site":"in-blr-ananta","name":"em-385"}} | Base Builder | [5 empty] | Modbus RTU |  |  | 21 | [21 empty] | Proxied Device | Good |  | 10 |  |  | WS/Facilities |  | schneider_easylogicem6436hrs | SCHNEIDER-EASYLOGICEM6436HRS
| Building Management System | GEN-1 | GEN-1 | CUMMINS | COMMAND CONTROLLER | Standard | Serial | GEN | M | 3M13 |  |  | Active | Yes | IN-BLR-ANANTA-GEN-1_M | uuid://1335fbce-a924-4db3-bfc4-1cf09ce2fc65 | {"asset":{"guid":"uuid://1335fbce-a924-4db3-bfc4-1cf09ce2fc65","site":"in-blr-ananta","name":"gen-1"}} | Base Builder | [5 empty] | Modbus RTU |  |  | 1 | [20 empty] | HLI-241 | Proxied Device | Good |  | 10 |  |  |  |  | cummins_commandcontroller | CUMMINS-COMMANDCONTROLLER
| Building Management System | GEN-2 | GEN-2 | CUMMINS | COMMAND CONTROLLER | Standard | Serial | GEN | M | 3M13 |  |  | Active | Yes | IN-BLR-ANANTA-GEN-2_M | uuid://8b70ae0b-0731-477c-b7d1-38a37a1e775c | {"asset":{"guid":"uuid://8b70ae0b-0731-477c-b7d1-38a37a1e775c","site":"in-blr-ananta","name":"gen-2"}} | Base Builder | [5 empty] | Modbus RTU |  |  | 2 | [20 empty] | HLI-241 | Proxied Device | Good |  | 10 |  |  |  |  | cummins_commandcontroller | CUMMINS-COMMANDCONTROLLER
| Building Management System | GEN-3 | GEN-3 | CUMMINS | COMMAND CONTROLLER | Standard | Serial | GEN | M | 3M13 |  |  | Active | Yes | IN-BLR-ANANTA-GEN-3_M | uuid://3aeff09e-d98a-467f-bab1-e9318f19a048 | {"asset":{"guid":"uuid://3aeff09e-d98a-467f-bab1-e9318f19a048","site":"in-blr-ananta","name":"gen-3"}} | Base Builder | [5 empty] | Modbus RTU |  |  | 3 | [20 empty] | HLI-241 | Proxied Device | Good |  | 10 |  |  |  |  | cummins_commandcontroller | CUMMINS-COMMANDCONTROLLER
| Building Management System | GEN-4 | GEN-4 | CUMMINS | COMMAND CONTROLLER | Standard | Serial | GEN | M | 3M13 |  |  | Active | Yes | IN-BLR-ANANTA-GEN-4_M | uuid://1006e230-6be1-43de-b40f-23b29a4b5ae6 | {"asset":{"guid":"uuid://1006e230-6be1-43de-b40f-23b29a4b5ae6","site":"in-blr-ananta","name":"gen-4"}} | Base Builder | [5 empty] | Modbus RTU |  |  | 4 | [20 empty] | HLI-241 | Proxied Device | Good |  | 10 |  |  |  |  | cummins_commandcontroller | CUMMINS-COMMANDCONTROLLER
| Building Management System | GEN-5 | GEN-5 | CUMMINS | COMMAND CONTROLLER | Standard | Serial | GEN | M | 3M13 |  |  | Active | Yes | IN-BLR-ANANTA-GEN-5_M | uuid://3423f0fd-06d9-4e92-8bb1-4ad9d74ffc90 | {"asset":{"guid":"uuid://3423f0fd-06d9-4e92-8bb1-4ad9d74ffc90","site":"in-blr-ananta","name":"gen-5"}} | Base Builder | [5 empty] | Modbus RTU |  |  | 5 | [20 empty] | HLI-241 | Proxied Device | Good |  | 10 |  |  |  |  | cummins_commandcontroller | CUMMINS-COMMANDCONTROLLER
| Building Management System | GEN-6 | GEN-6 | CUMMINS | COMMAND CONTROLLER | Standard | Serial | GEN | M | 3M13 |  |  | Active | Yes | IN-BLR-ANANTA-GEN-6_M | uuid://12719ad4-4082-41be-8fcf-f0b4c23711ea | {"asset":{"guid":"uuid://12719ad4-4082-41be-8fcf-f0b4c23711ea","site":"in-blr-ananta","name":"gen-6"}} | Base Builder | [5 empty] | Modbus RTU |  |  | 6 | [20 empty] | HLI-241 | Proxied Device | Good |  | 10 |  |  |  |  | cummins_commandcontroller | CUMMINS-COMMANDCONTROLLER
| Building Management System | GEN-7 | GEN-7 | CUMMINS | COMMAND CONTROLLER | Standard | Serial | GEN | M | 3M13 |  |  | Active | Yes | IN-BLR-ANANTA-GEN-7_M | uuid://39c9406e-152b-459c-9cba-10615869a610 | {"asset":{"guid":"uuid://39c9406e-152b-459c-9cba-10615869a610","site":"in-blr-ananta","name":"gen-7"}} | Base Builder | [5 empty] | Modbus RTU |  |  | 7 | [20 empty] | HLI-241 | Proxied Device | Good |  | 10 |  |  |  |  | cummins_commandcontroller | CUMMINS-COMMANDCONTROLLER
| Building Management System | GEN-8 | GEN-8 | CUMMINS | COMMAND CONTROLLER | Standard | Serial | GEN | M | 3M13 |  |  | Active | Yes | IN-BLR-ANANTA-GEN-8_M | uuid://1a2c5f5e-207f-426a-965e-92b6c411336c | {"asset":{"guid":"uuid://1a2c5f5e-207f-426a-965e-92b6c411336c","site":"in-blr-ananta","name":"gen-8"}} | Base Builder | [5 empty] | Modbus RTU |  |  | 8 | [20 empty] | HLI-241 | Proxied Device | Good |  | 10 |  |  |  |  | cummins_commandcontroller | CUMMINS-COMMANDCONTROLLER
| Building Management System | GEN-9 | GEN-9 | CUMMINS | COMMAND CONTROLLER | Standard | Serial | GEN | M | 3M13 |  |  | Active | Yes | IN-BLR-ANANTA-GEN-9_M | uuid://ad249d54-1190-4c00-ad65-fe772e30e24f | {"asset":{"guid":"uuid://ad249d54-1190-4c00-ad65-fe772e30e24f","site":"in-blr-ananta","name":"gen-9"}} | Base Builder | [5 empty] | Modbus RTU |  |  | 9 | [20 empty] | HLI-241 | Proxied Device | Good |  | 10 |  |  |  |  | cummins_commandcontroller | CUMMINS-COMMANDCONTROLLER
| Building Management System | TXMR-1 | TXMR-1 |  |  | Standard | Serial | TXMR | M | 3M13 |  |  | Active | Yes | IN-BLR-ANANTA-TXMR-1_M | uuid://35e2f67f-6e2c-4049-9264-90ccee52da05 | {"asset":{"guid":"uuid://35e2f67f-6e2c-4049-9264-90ccee52da05","site":"in-blr-ananta","name":"txmr-1"}} | Base Builder | [5 empty] | Modbus RTU |  |  | 1 | [20 empty] | HLI-236 | Proxied Device | Good |  | 10 |  |  | WS/Facilities | Make and Model to be added in the Appendix-6 | _ | -
| Building Management System | TXMR-2 | TXMR-2 |  |  | Standard | Serial | TXMR | M | 3M13 |  |  | Active | Yes | IN-BLR-ANANTA-TXMR-2_M | uuid://43ded273-c6ad-45f5-8300-d0378f88f12a | {"asset":{"guid":"uuid://43ded273-c6ad-45f5-8300-d0378f88f12a","site":"in-blr-ananta","name":"txmr-2"}} | Base Builder | [5 empty] | Modbus RTU |  |  | 2 | [20 empty] | HLI-236 | Proxied Device | Good |  | 10 |  |  | WS/Facilities | Make and Model to be added in the Appendix-6 | _ | -
| Building Management System | TXMR-3 | TXMR-3 |  |  | Standard | Serial | TXMR | G | GC26 |  |  | Active | Yes | IN-BLR-ANANTA-TXMR-3_G | uuid://edb588ff-a915-4af6-a6f8-df4d2f7e545a | {"asset":{"guid":"uuid://edb588ff-a915-4af6-a6f8-df4d2f7e545a","site":"in-blr-ananta","name":"txmr-3"}} | Base Builder | [5 empty] | Modbus RTU |  |  | 3 | [20 empty] | HLI-236 | Proxied Device | Good |  | 10 |  |  | WS/Facilities | Make and Model to be added in the Appendix-6 | _ | -
| Building Management System | TXMR-4 | TXMR-4 |  |  | Standard | Serial | TXMR | G | GC26 |  |  | Active | Yes | IN-BLR-ANANTA-TXMR-4_G | uuid://563b6610-5a45-45a0-a6c6-988a59430d40 | {"asset":{"guid":"uuid://563b6610-5a45-45a0-a6c6-988a59430d40","site":"in-blr-ananta","name":"txmr-4"}} | Base Builder | [5 empty] | Modbus RTU |  |  | 4 | [20 empty] | HLI-236 | Proxied Device | Good |  | 10 |  |  | WS/Facilities | Make and Model to be added in the Appendix-6 | _ | -
| Building Management System | TXMR-5 | TXMR-5 |  |  | Standard | Serial | TXMR | G | GC24 |  |  | Active | Yes | IN-BLR-ANANTA-TXMR-5_G | uuid://0acf2ddf-072a-4add-97ef-7cd11451732f | {"asset":{"guid":"uuid://0acf2ddf-072a-4add-97ef-7cd11451732f","site":"in-blr-ananta","name":"txmr-5"}} | Base Builder | [5 empty] | Modbus RTU |  |  | 5 | [20 empty] | HLI-236 | Proxied Device | Good |  | 10 |  |  | WS/Facilities | Make and Model to be added in the Appendix-6 | _ | -
| Building Management System | TXMR-6 | TXMR-6 |  |  | Standard | Serial | TXMR | G | GC24 |  |  | Active | Yes | IN-BLR-ANANTA-TXMR-6_G | uuid://69009cf8-a07c-4bed-975e-d433e951737e | {"asset":{"guid":"uuid://69009cf8-a07c-4bed-975e-d433e951737e","site":"in-blr-ananta","name":"txmr-6"}} | Base Builder | [5 empty] | Modbus RTU |  |  | 6 | [20 empty] | HLI-236 | Proxied Device | Good |  | 10 |  |  | WS/Facilities | Make and Model to be added in the Appendix-6 | _ | -
| Building Management System | VFD-1 | VFD-1 | ABB | ACS310 DRIVE | Standard | Serial | VFD | Roof | Roof |  |  | Active | Yes | IN-BLR-ANANTA-VFD-1_Roof | uuid://30953b29-4558-4b6d-972e-5f9305bfd57b | {"asset":{"guid":"uuid://30953b29-4558-4b6d-972e-5f9305bfd57b","site":"in-blr-ananta","name":"vfd-1"}} | KNND | [5 empty] | Modbus RTU |  |  | 1 | [20 empty] | HLI-98 | Proxied Device | Good |  | 10 |  |  | WS/Facilities |  | abb_acs310drive | ABB-ACS310DRIVE
| Building Management System | VFD-2 | VFD-2 | ABB | ACS310 DRIVE | Standard | Serial | VFD | Roof | Roof |  |  | Active | Yes | IN-BLR-ANANTA-VFD-2_Roof | uuid://50c7fc16-753b-4c53-8923-d85e92af94a9 | {"asset":{"guid":"uuid://50c7fc16-753b-4c53-8923-d85e92af94a9","site":"in-blr-ananta","name":"vfd-2"}} | KNND | [5 empty] | Modbus RTU |  |  | 2 | [20 empty] | HLI-98 | Proxied Device | Good |  | 10 |  |  | WS/Facilities |  | abb_acs310drive | ABB-ACS310DRIVE
| Building Management System | VFD-3 | VFD-3 | ABB | ACS310 DRIVE | Standard | Serial | VFD | Roof | Roof |  |  | Active | Yes | IN-BLR-ANANTA-VFD-3_Roof | uuid://c942b371-efce-4ef9-8ae4-7420f590bef0 | {"asset":{"guid":"uuid://c942b371-efce-4ef9-8ae4-7420f590bef0","site":"in-blr-ananta","name":"vfd-3"}} | KNND | [5 empty] | Modbus RTU |  |  | 3 | [20 empty] | HLI-98 | Proxied Device | Good |  | 10 |  |  | WS/Facilities |  | abb_acs310drive | ABB-ACS310DRIVE
| Building Management System | VFD-4 | VFD-4 | ABB | ACS310 DRIVE | Standard | Serial | VFD | Roof | Roof |  |  | Active | Yes | IN-BLR-ANANTA-VFD-4_Roof | uuid://54456cab-5536-44eb-bfc4-99b442110558 | {"asset":{"guid":"uuid://54456cab-5536-44eb-bfc4-99b442110558","site":"in-blr-ananta","name":"vfd-4"}} | KNND | [5 empty] | Modbus RTU |  |  | 4 | [20 empty] | HLI-98 | Proxied Device | Good |  | 10 |  |  | WS/Facilities |  | abb_acs310drive | ABB-ACS310DRIVE
| Building Management System | VFD-5 | VFD-5 | ABB | ACS310 DRIVE | Standard | Serial | VFD | Roof | Roof |  |  | Active | Yes | IN-BLR-ANANTA-VFD-5_Roof | uuid://53330b77-a7ca-4631-920a-ff1a37d26ac3 | {"asset":{"guid":"uuid://53330b77-a7ca-4631-920a-ff1a37d26ac3","site":"in-blr-ananta","name":"vfd-5"}} | KNND | [5 empty] | Modbus RTU |  |  | 5 | [20 empty] | HLI-98 | Proxied Device | Good |  | 10 |  |  | WS/Facilities |  | abb_acs310drive | ABB-ACS310DRIVE
| Building Management System | VFD-6 | VFD-6 | ABB | ACS310 DRIVE | Standard | Serial | VFD | Roof | Roof |  |  | Active | Yes | IN-BLR-ANANTA-VFD-6_Roof | uuid://7ffc860c-dd20-418f-9dc5-dcd1690fa127 | {"asset":{"guid":"uuid://7ffc860c-dd20-418f-9dc5-dcd1690fa127","site":"in-blr-ananta","name":"vfd-6"}} | KNND | [5 empty] | Modbus RTU |  |  | 6 | [20 empty] | HLI-98 | Proxied Device | Good |  | 10 |  |  | WS/Facilities |  | abb_acs310drive | ABB-ACS310DRIVE
| Building Management System | VFD-7 | VFD-7 | ABB | ACS310 DRIVE | Standard | Serial | VFD | Roof | Roof |  |  | Active | Yes | IN-BLR-ANANTA-VFD-7_Roof | uuid://7680b2b4-fa6d-4468-ae78-27931ffb2c64 | {"asset":{"guid":"uuid://7680b2b4-fa6d-4468-ae78-27931ffb2c64","site":"in-blr-ananta","name":"vfd-7"}} | KNND | [5 empty] | Modbus RTU |  |  | 7 | [20 empty] | HLI-98 | Proxied Device | Good |  | 10 |  |  | WS/Facilities |  | abb_acs310drive | ABB-ACS310DRIVE
| Building Management System | VFD-8 | VFD-8 | ABB | ACS310 DRIVE | Standard | Serial | VFD | Roof | Roof |  |  | Active | Yes | IN-BLR-ANANTA-VFD-8_Roof | uuid://95ee7522-db56-4b3e-b7d2-21bfe0edc394 | {"asset":{"guid":"uuid://95ee7522-db56-4b3e-b7d2-21bfe0edc394","site":"in-blr-ananta","name":"vfd-8"}} | KNND | [5 empty] | Modbus RTU |  |  | 8 | [20 empty] | HLI-98 | Proxied Device | Good |  | 10 |  |  | WS/Facilities |  | abb_acs310drive | ABB-ACS310DRIVE
| Building Management System | VFD-9 | VFD-9 | ABB | ACS310 DRIVE | Standard | Serial | VFD | Roof | Roof |  |  | Active | Yes | IN-BLR-ANANTA-VFD-9_Roof | uuid://07208532-17d9-45ea-b647-ef239da680d5 | {"asset":{"guid":"uuid://07208532-17d9-45ea-b647-ef239da680d5","site":"in-blr-ananta","name":"vfd-9"}} | KNND | [5 empty] | Modbus RTU |  |  | 9 | [20 empty] | HLI-98 | Proxied Device | Good |  | 10 |  |  | WS/Facilities |  | abb_acs310drive | ABB-ACS310DRIVE
| Building Management System | VFD-10 | VFD-10 | ABB | ACS310 DRIVE | Standard | Serial | VFD | Roof | Roof |  |  | Active | Yes | IN-BLR-ANANTA-VFD-10_Roof | uuid://7f9654a7-ae6d-4f4b-9f39-563fc8c8cdf1 | {"asset":{"guid":"uuid://7f9654a7-ae6d-4f4b-9f39-563fc8c8cdf1","site":"in-blr-ananta","name":"vfd-10"}} | KNND | [5 empty] | Modbus RTU |  |  | 10 | [20 empty] | HLI-98 | Proxied Device | Good |  | 10 |  |  | WS/Facilities |  | abb_acs310drive | ABB-ACS310DRIVE
| Building Management System | VFD-11 | VFD-11 | ABB | ACS310 DRIVE | Standard | Serial | VFD | Roof | Roof |  |  | Active | Yes | IN-BLR-ANANTA-VFD-11_Roof | uuid://c2fa9dea-f165-4985-9df9-1b1faede3c56 | {"asset":{"guid":"uuid://c2fa9dea-f165-4985-9df9-1b1faede3c56","site":"in-blr-ananta","name":"vfd-11"}} | KNND | [5 empty] | Modbus RTU |  |  | 11 | [20 empty] | HLI-98 | Proxied Device | Good |  | 10 |  |  | WS/Facilities |  | abb_acs310drive | ABB-ACS310DRIVE
| Building Management System | VFD-12 | VFD-12 | ABB | ACS310 DRIVE | Standard | Serial | VFD | Roof | Roof |  |  | Active | Yes | IN-BLR-ANANTA-VFD-12_Roof | uuid://d19e8cb3-ede9-4b44-90d8-df36969a3a38 | {"asset":{"guid":"uuid://d19e8cb3-ede9-4b44-90d8-df36969a3a38","site":"in-blr-ananta","name":"vfd-12"}} | KNND | [5 empty] | Modbus RTU |  |  | 12 | [20 empty] | HLI-98 | Proxied Device | Good |  | 10 |  |  | WS/Facilities |  | abb_acs310drive | ABB-ACS310DRIVE
| Building Management System | VFD-13 | VFD-13 | ABB | ACS310 DRIVE | Standard | Serial | VFD | Roof | Roof |  |  | Active | Yes | IN-BLR-ANANTA-VFD-13_Roof | uuid://9743eeb4-73d4-47b0-bcb9-19d75f2a0fbd | {"asset":{"guid":"uuid://9743eeb4-73d4-47b0-bcb9-19d75f2a0fbd","site":"in-blr-ananta","name":"vfd-13"}} | KNND | [5 empty] | Modbus RTU |  |  | 13 | [20 empty] | HLI-98 | Proxied Device | Good |  | 10 |  |  | WS/Facilities |  | abb_acs310drive | ABB-ACS310DRIVE
| Building Management System | VFD-14 | VFD-14 | ABB | ACS310 DRIVE | Standard | Serial | VFD | Roof | Roof |  |  | Active | Yes | IN-BLR-ANANTA-VFD-14_Roof | uuid://f63502a5-43e5-4a5a-89db-0ae678ae45fe | {"asset":{"guid":"uuid://f63502a5-43e5-4a5a-89db-0ae678ae45fe","site":"in-blr-ananta","name":"vfd-14"}} | KNND | [5 empty] | Modbus RTU |  |  | 14 | [20 empty] | HLI-98 | Proxied Device | Good |  | 10 |  |  | WS/Facilities |  | abb_acs310drive | ABB-ACS310DRIVE
| Building Management System | VFD-15 | VFD-15 | NIDEC | UNIDRIVE M200 | Standard | Serial | VFD | M | 363 |  |  | Active | Yes | IN-BLR-ANANTA-VFD-15_M | uuid://d0d7b474-eeb0-4ef2-80da-f6dee8d29e16 | {"asset":{"guid":"uuid://d0d7b474-eeb0-4ef2-80da-f6dee8d29e16","site":"in-blr-ananta","name":"vfd-15"}} | KNND | [5 empty] | Modbus RTU |  |  | 3 | [20 empty] | HLI-103 | Proxied Device | Good |  | 10 |  |  | WS/Facilities |  | nidec_unidrivem200 | NIDEC-UNIDRIVEM200
| Building Management System | VFD-16 | VFD-16 | NIDEC | UNIDRIVE M200 | Standard | Serial | VFD | 6 | 670 |  |  | Active | Yes | IN-BLR-ANANTA-VFD-16_6 | uuid://38f84806-8536-4bbb-ac40-0f9f1a9a513b | {"asset":{"guid":"uuid://38f84806-8536-4bbb-ac40-0f9f1a9a513b","site":"in-blr-ananta","name":"vfd-16"}} | KNND | [5 empty] | Modbus RTU |  |  | 4 | [20 empty] | DDC-49 | Proxied Device | Good |  | 10 |  |  | WS/Facilities |  | nidec_unidrivem200 | NIDEC-UNIDRIVEM200
| Building Management System | WST-1 | WST-1 | VAISALA | CUSTOM | Standard | Serial | WST | Roof |  |  |  | Active | Yes | IN-BLR-ANANTA-WST-1_Roof | uuid://77886c41-690b-4b3d-9b02-c8b2f546d3fd | {"asset":{"guid":"uuid://77886c41-690b-4b3d-9b02-c8b2f546d3fd","site":"in-blr-ananta","name":"wst-1"}} | Base Builder | [5 empty] | Modbus RTU |  |  | 1 | [20 empty] | HLI-238 | Proxied Device | Good |  | 10 |  |  |  |  | vaisala_custom | VAISALA-CUSTOM
| Building Management System | UPS-201 | UPS-201 | SOCOMEC |  | Standard | Serial | UPS | G | GC26 |  |  | Active | Yes | IN-BLR-ANANTA-UPS-201_G | uuid://be27b51c-e2cf-4ad5-91e0-05ccc6b8c404 | {"asset":{"guid":"uuid://be27b51c-e2cf-4ad5-91e0-05ccc6b8c404","site":"in-blr-ananta","name":"ups-201"}} | Base Builder | [5 empty] | Modbus RTU |  |  | 5 | [20 empty] | HLI-242 | Proxied Device | Good |  | 10 |  |  | WS/Facilities |  | socomec_ | SOCOMEC-
| Building Management System | UPS-202 | UPS-202 | SOCOMEC |  | Standard | Serial | UPS | G | GC26 |  |  | Active | Yes | IN-BLR-ANANTA-UPS-202_G | uuid://bbc52a6d-c017-488a-94ed-5c22b5a6acc2 | {"asset":{"guid":"uuid://bbc52a6d-c017-488a-94ed-5c22b5a6acc2","site":"in-blr-ananta","name":"ups-202"}} | Base Builder | [5 empty] | Modbus RTU |  |  | 5 | [20 empty] | HLI-242 | Proxied Device | Good |  | 10 |  |  | WS/Facilities |  | socomec_ | SOCOMEC-
| Building Management System | UPS-203 | UPS-203 | SOCOMEC |  | Standard | Serial | UPS | G | GC26 |  |  | Active | Yes | IN-BLR-ANANTA-UPS-203_G | uuid://e89425b4-88f2-4e61-b009-aff6a635c300 | {"asset":{"guid":"uuid://e89425b4-88f2-4e61-b009-aff6a635c300","site":"in-blr-ananta","name":"ups-203"}} | Base Builder | [5 empty] | Modbus RTU |  |  | 5 | [20 empty] | HLI-242 | Proxied Device | Good |  | 10 |  |  | WS/Facilities |  | socomec_ | SOCOMEC-
| Building Management System | UPS-204 | UPS-204 | SOCOMEC |  | Standard | Serial | UPS | G | GC26 |  |  | Active | Yes | IN-BLR-ANANTA-UPS-204_G | uuid://cde10480-fca6-4a15-84d2-be0818a7c04d | {"asset":{"guid":"uuid://cde10480-fca6-4a15-84d2-be0818a7c04d","site":"in-blr-ananta","name":"ups-204"}} | Base Builder | [5 empty] | Modbus RTU |  |  | 2 | [20 empty] | HLI-242 | Proxied Device | Good |  | 10 |  |  | WS/Facilities |  | socomec_ | SOCOMEC-
| Building Management System | UPS-205 | UPS-205 | SOCOMEC |  | Standard | Serial | UPS | G | GC26 |  |  | Active | Yes | IN-BLR-ANANTA-UPS-205_G | uuid://b2465a41-18e1-4ef8-94cc-d0a0bf471d02 | {"asset":{"guid":"uuid://b2465a41-18e1-4ef8-94cc-d0a0bf471d02","site":"in-blr-ananta","name":"ups-205"}} | Base Builder | [5 empty] | Modbus RTU |  |  | 3 | [20 empty] | HLI-242 | Proxied Device | Good |  | 10 |  |  | WS/Facilities |  | socomec_ | SOCOMEC-
| Building Management System | UPS-206 | UPS-206 | SOCOMEC |  | Standard | Serial | UPS | G | GD24 |  |  | Active | Yes | IN-BLR-ANANTA-UPS-206_G | uuid://10c5c710-1f02-42ca-9a40-1b975795e4c6 | {"asset":{"guid":"uuid://10c5c710-1f02-42ca-9a40-1b975795e4c6","site":"in-blr-ananta","name":"ups-206"}} | Base Builder | [5 empty] | Modbus RTU |  |  | 4 | [20 empty] | HLI-242 | Proxied Device | Good |  | 10 |  |  | WS/Facilities |  | socomec_ | SOCOMEC-
| Building Management System | UPS-207 | UPS-207 | SOCOMEC |  | Standard | Serial | UPS | M | 3M53 |  |  | Active | Yes | IN-BLR-ANANTA-UPS-207_M | uuid://647b77c7-8ba6-4511-9862-597cf78a2ee1 | {"asset":{"guid":"uuid://647b77c7-8ba6-4511-9862-597cf78a2ee1","site":"in-blr-ananta","name":"ups-207"}} | Base Builder | [5 empty] | Modbus RTU |  |  | 1 | [20 empty] | HLI-242 | Proxied Device | Good |  | 10 |  |  | WS/Facilities |  | socomec_ | SOCOMEC-
2690 | Building Management System | CRAC-1 | CRAC-1 | SELEC CONTROLS | FLEXYS RAIL | Standard | Serial | CRAC | 5 | 5C46 |  |  | Active | Yes | IN-BLR-ANANTA-CRAC-1_5 | uuid://b6b978c1-d6b2-46a0-941f-c72f4aa5e90c | {"asset":{"guid":"uuid://b6b978c1-d6b2-46a0-941f-c72f4aa5e90c","site":"in-blr-ananta","name":"crac-1"}} | Airmech | [5 empty] | Modbus RTU |  |  | 2 | [20 empty] | HLI-41 | Proxied Device | Good |  | 10 |  |  | WS/Facilities | Staulz Make CRAC Unit Installed for 5F MDF Room | seleccontrols_flexysrail | SELECCONTROLS-FLEXYSRAIL
2690 | Building Management System | CRAC-2 | CRAC-2 | SELEC CONTROLS | FLEXYS RAIL | Standard | Serial | CRAC | 5 | 5C46 |  |  | Active | Yes | IN-BLR-ANANTA-CRAC-2_5 | uuid://5fdc9d6e-3c60-471a-93f4-99626a8f3563 | {"asset":{"guid":"uuid://5fdc9d6e-3c60-471a-93f4-99626a8f3563","site":"in-blr-ananta","name":"crac-2"}} | Airmech | [5 empty] | Modbus RTU |  |  | 3 | [20 empty] | HLI-41 | Proxied Device | Good |  | 10 |  |  | WS/Facilities | Staulz Make CRAC Unit Installed for 5F MDF Room | seleccontrols_flexysrail | SELECCONTROLS-FLEXYSRAIL
2690 | Building Management System | UPS-1 | UPS-1 | EATON | 93PR | Standard | Serial | UPS | 5 | 5D30 |  |  | Active | Yes | IN-BLR-ANANTA-UPS-1_5 | uuid://b4b9bae3-5aec-43c9-8190-c44a5c857e39 | {"asset":{"guid":"uuid://b4b9bae3-5aec-43c9-8190-c44a5c857e39","site":"in-blr-ananta","name":"ups-1"}} | EATON | [5 empty] | Modbus RTU |  |  | 1 | [20 empty] | HLI-47 | Proxied Device | Good |  | 10 |  |  | WS/Facilities |  | eaton_93pr | EATON-93PR
2690 | Building Management System | UPS-2 | UPS-2 | EATON | 93PR | Standard | Serial | UPS | 5 | 5D30 |  |  | Active | Yes | IN-BLR-ANANTA-UPS-2_5 | uuid://46e52777-534b-4baf-8bcb-e3fe7d98a222 | {"asset":{"guid":"uuid://46e52777-534b-4baf-8bcb-e3fe7d98a222","site":"in-blr-ananta","name":"ups-2"}} | EATON | [5 empty] | Modbus RTU |  |  | 2 | [20 empty] | HLI-47 | Proxied Device | Good |  | 10 |  |  | WS/Facilities |  | eaton_93pr | EATON-93PR
2690 | Building Management System | UPS-3 | UPS-3 | EATON | 93PR | Standard | Serial | UPS | 5 | 5D41 |  |  | Active | Yes | IN-BLR-ANANTA-UPS-3_5 | uuid://1e5f0f80-6add-4e48-9905-d98ea6af3499 | {"asset":{"guid":"uuid://1e5f0f80-6add-4e48-9905-d98ea6af3499","site":"in-blr-ananta","name":"ups-3"}} | EATON | [5 empty] | Modbus RTU |  |  | 3 | [20 empty] | HLI-47 | Proxied Device | Good |  | 10 |  |  | WS/Facilities |  | eaton_93pr | EATON-93PR
2690 | Building Management System | UPS-4 | UPS-4 | EATON | 93PR | Standard | Serial | UPS | 5 | 5D41 |  |  | Active | Yes | IN-BLR-ANANTA-UPS-4_5 | uuid://d50ff9e1-fc04-4897-acd2-59b09888a10f | {"asset":{"guid":"uuid://d50ff9e1-fc04-4897-acd2-59b09888a10f","site":"in-blr-ananta","name":"ups-4"}} | EATON | [5 empty] | Modbus RTU |  |  | 4 | [20 empty] | HLI-47 | Proxied Device | Good |  | 10 |  |  | WS/Facilities |  | eaton_93pr | EATON-93PR
2690 | Building Management System | UPS-5 | UPS-5 | EATON | 93PR | Standard | Serial | UPS | 5 | 5D41 |  |  | Active | Yes | IN-BLR-ANANTA-UPS-5_5 | uuid://fae6b488-1d49-493e-a1db-2f0ced7e785a | {"asset":{"guid":"uuid://fae6b488-1d49-493e-a1db-2f0ced7e785a","site":"in-blr-ananta","name":"ups-5"}} | EATON | [5 empty] | Modbus RTU |  |  | 5 | [20 empty] | HLI-47 | Proxied Device | Good |  | 10 |  |  | WS/Facilities |  | eaton_93pr | EATON-93PR
| Building Management System | UPS-6 | UPS-6 | EATON | 93PR | Standard | Serial | UPS | 5 | 5D41 |  |  | Active | Yes | IN-BLR-ANANTA-UPS-6_5 | uuid://dcbf44e1-eb9a-457e-9588-816949b57c5c | {"asset":{"guid":"uuid://dcbf44e1-eb9a-457e-9588-816949b57c5c","site":"in-blr-ananta","name":"ups-6"}} | EATON | [5 empty] | Modbus RTU |  |  | 6 | [20 empty] | HLI-47 | Proxied Device | Good |  | 10 |  |  | WS/Facilities |  | eaton_93pr | EATON-93PR
| Building Management System | BATT-1 | BATT-1 | SAMSUNG | PHR3462-001A | Standard | Serial | CNTRL | 5 | 5D30 |  |  | Active | Yes | IN-BLR-ANANTA-BATT-1_5 | uuid://f3d33cc0-4dd6-4dd2-a567-2a9ff9c1535d | {"asset":{"guid":"uuid://f3d33cc0-4dd6-4dd2-a567-2a9ff9c1535d","site":"in-blr-ananta","name":"batt-1"}} | EATON | [5 empty] | Modbus RTU |  |  | 1 | [20 empty] | HLI-104 | Proxied Device | Good |  | 10 |  |  |  |  | samsung_phr3462001a | SAMSUNG-PHR3462001A
| Building Management System | BATT-2 | BATT-2 | SAMSUNG | PHR3462-001A | Standard | Serial | CNTRL | 5 | 5D30 |  |  | Active | Yes | IN-BLR-ANANTA-BATT-2_5 | uuid://7bc8b3fe-1a8e-4287-b787-b8b10ae44696 | {"asset":{"guid":"uuid://7bc8b3fe-1a8e-4287-b787-b8b10ae44696","site":"in-blr-ananta","name":"batt-2"}} | EATON | [5 empty] | Modbus RTU |  |  | 1 | [20 empty] | HLI-105 | Proxied Device | Good |  | 10 |  |  |  |  | samsung_phr3462001a | SAMSUNG-PHR3462001A
| Building Management System | BATT-3 | BATT-3 | SAMSUNG | PHR3462-001A | Standard | Serial | CNTRL | 5 | 5D41 |  |  | Active | Yes | IN-BLR-ANANTA-BATT-3_5 | uuid://f70e2a2f-1ef5-4b30-8bb5-3f71e675bef7 | {"asset":{"guid":"uuid://f70e2a2f-1ef5-4b30-8bb5-3f71e675bef7","site":"in-blr-ananta","name":"batt-3"}} | EATON | [5 empty] | Modbus RTU |  |  | 1 | [20 empty] | HLI-106 | Proxied Device | Good |  | 10 |  |  |  |  | samsung_phr3462001a | SAMSUNG-PHR3462001A
| Building Management System | BATT-4 | BATT-4 | SAMSUNG | PHR3462-001A | Standard | Serial | CNTRL | 5 | 5D41 |  |  | Active | Yes | IN-BLR-ANANTA-BATT-4_5 | uuid://95a13010-4f66-4541-ab34-e733fcedae83 | {"asset":{"guid":"uuid://95a13010-4f66-4541-ab34-e733fcedae83","site":"in-blr-ananta","name":"batt-4"}} | EATON | [5 empty] | Modbus RTU |  |  | 1 | [20 empty] | HLI-107 | Proxied Device | Good |  | 10 |  |  |  |  | samsung_phr3462001a | SAMSUNG-PHR3462001A
| Building Management System | BATT-5 | BATT-5 | SAMSUNG | PHR3462-001A | Standard | Serial | CNTRL | 5 | 5D41 |  |  | Active | Yes | IN-BLR-ANANTA-BATT-5_5 | uuid://b9f1b910-b796-4096-8171-1b79e90c5ba5 | {"asset":{"guid":"uuid://b9f1b910-b796-4096-8171-1b79e90c5ba5","site":"in-blr-ananta","name":"batt-5"}} | EATON | [5 empty] | Modbus RTU |  |  | 1 | [20 empty] | HLI-109 | Proxied Device | Good |  | 10 |  |  |  |  | samsung_phr3462001a | SAMSUNG-PHR3462001A
| Building Management System | BATT-6 | BATT-6 | SAMSUNG | PHR3462-001A | Standard | Serial | CNTRL | 5 | 5D41 |  |  | Active | Yes | IN-BLR-ANANTA-BATT-6_5 | uuid://f853fea4-eeca-4244-8cce-640413540614 | {"asset":{"guid":"uuid://f853fea4-eeca-4244-8cce-640413540614","site":"in-blr-ananta","name":"batt-6"}} | EATON | [5 empty] | Modbus RTU |  |  | 1 | [20 empty] | HLI-120 | Proxied Device | Good |  | 10 |  |  |  |  | samsung_phr3462001a | SAMSUNG-PHR3462001A
| Building Management System | HMS-1 | HMS-1 | SAMSUNG | PHR3462-001A | Standard | Serial | HMS | 5 | 5D38 |  |  | Active | Yes | IN-BLR-ANANTA-HMS-1_5 |  |  | Airmech | [5 empty] | Modbus RTU | [32 empty] | samsung_phr3462001a | SAMSUNG-PHR3462001A
| Building Management System | HMS-2 | HMS-2 | SAMSUNG | PHR3462-001A | Standard | Serial | HMS | 5 | 5D38 |  |  | Active | Yes | IN-BLR-ANANTA-HMS-2_5 |  |  | Airmech | [5 empty] | Modbus RTU | [32 empty] | samsung_phr3462001a | SAMSUNG-PHR3462001A
| Building Management System | FM-1 | FM-1 |  |  | Standard | Serial | FM | M |  |  |  | Active | Yes | IN-BLR-ANANTA-FM-1_M | uuid://472ad009-48d0-48b1-a215-6db690fcbbdd | {"asset":{"guid":"uuid://472ad009-48d0-48b1-a215-6db690fcbbdd","site":"in-blr-ananta","name":"fm-1"}} | Bagmane | [5 empty] | Modbus RTU |  |  | 2 | [29 empty] | _ | -
| Building Management System | FM-2 | FM-2 |  |  | Standard | Serial | FM | M |  |  |  | Active | Yes | IN-BLR-ANANTA-FM-2_M | uuid://f521ffe7-d374-4044-b9a7-e1741a34f964 | {"asset":{"guid":"uuid://f521ffe7-d374-4044-b9a7-e1741a34f964","site":"in-blr-ananta","name":"fm-2"}} | Bagmane | [5 empty] | Modbus RTU |  |  | 3 | [29 empty] | _ | -
| Building Management System | FM-3 | FM-3 |  |  | Standard | Serial | FM | M |  |  |  | Active | Yes | IN-BLR-ANANTA-FM-3_M | uuid://8b1c0019-8588-4ed2-b8e9-c178e8bae79b | {"asset":{"guid":"uuid://8b1c0019-8588-4ed2-b8e9-c178e8bae79b","site":"in-blr-ananta","name":"fm-3"}} | Bagmane | [5 empty] | Modbus RTU |  |  | 4 | [29 empty] | _ | -
2683 | Building Management System | WM-1 | WM-1 | Aquagen | UWM-220 DN-50-DN500 | Standard | Serial | WM | B1 | CB156 |  |  | Active | Yes | IN-BLR-ANANTA-WM-1_B1 | uuid://2e634df7-09f2-404d-90ca-25ac80499491 | {"asset":{"guid":"uuid://2e634df7-09f2-404d-90ca-25ac80499491","site":"in-blr-ananta","name":"wm-1"}} | Santech | [5 empty] | Modbus RTU |  |  | 2 | [20 empty] | DDC-6 | Proxied Device | Good |  | 10 |  |  | WS/Facilities |  | aquagen_uwm220dn50dn500 | AQUAGEN-UWM220DN50DN500
2684 | Building Management System | WM-2 | WM-2 | Aquagen | UWM-220 DN-50-DN500 | Standard | Serial | WM | B1 | CB156 |  |  | Active | Yes | IN-BLR-ANANTA-WM-2_B1 | uuid://55708803-9d55-44c5-901b-0e9802671788 | {"asset":{"guid":"uuid://55708803-9d55-44c5-901b-0e9802671788","site":"in-blr-ananta","name":"wm-2"}} | Santech | [5 empty] | Modbus RTU |  |  | 3 | [20 empty] | DDC-6 | Proxied Device | Good |  | 10 |  |  | WS/Facilities |  | aquagen_uwm220dn50dn500 | AQUAGEN-UWM220DN50DN500
2685 | Building Management System | WM-3 | WM-3 | Aquagen | UWM-220 DN-50-DN500 | Standard | Serial | WM | B1 | CB156 |  |  | Active | Yes | IN-BLR-ANANTA-WM-3_B1 | uuid://1cf50ce3-b31d-43cd-9f76-13cab17c22af | {"asset":{"guid":"uuid://1cf50ce3-b31d-43cd-9f76-13cab17c22af","site":"in-blr-ananta","name":"wm-3"}} | Santech | [5 empty] | Modbus RTU |  |  | 4 | [20 empty] | DDC-6 | Proxied Device | Good |  | 10 |  |  | WS/Facilities |  | aquagen_uwm220dn50dn500 | AQUAGEN-UWM220DN50DN500
2686 | Building Management System | WM-4 | WM-4 | Aquagen | UWM-220 DN-50-DN500 | Standard | Serial | WM | B1 | CB156 |  |  | Active | Yes | IN-BLR-ANANTA-WM-4_B1 | uuid://32a9b0b9-b861-4450-bb01-76818ce13614 | {"asset":{"guid":"uuid://32a9b0b9-b861-4450-bb01-76818ce13614","site":"in-blr-ananta","name":"wm-4"}} | Santech | [5 empty] | Modbus RTU |  |  | 5 | [20 empty] | DDC-6 | Proxied Device | Good |  | 10 |  |  | WS/Facilities |  | aquagen_uwm220dn50dn500 | AQUAGEN-UWM220DN50DN500
2687 | Building Management System | WM-5 | WM-5 | Aquagen | UWM-220 DN-50-DN500 | Standard | Serial | WM | B1 | CB156 |  |  | Active | Yes | IN-BLR-ANANTA-WM-5_B1 | uuid://c02be63c-5cc4-4e2c-8a1e-a5eb94f17bc6 | {"asset":{"guid":"uuid://c02be63c-5cc4-4e2c-8a1e-a5eb94f17bc6","site":"in-blr-ananta","name":"wm-5"}} | Santech | [5 empty] | Modbus RTU |  |  | 6 | [20 empty] | DDC-6 | Proxied Device | Good |  | 10 |  |  | WS/Facilities |  | aquagen_uwm220dn50dn500 | AQUAGEN-UWM220DN50DN500
2688 | Building Management System | WM-6 | WM-6 | Aquagen | UWM-220 DN-50-DN500 | Standard | Serial | WM | 3 | 3V77 |  |  | Active | Yes | IN-BLR-ANANTA-WM-6_3 | uuid://697a2b88-c0b9-4bd1-806f-888d2a9e3021 | {"asset":{"guid":"uuid://697a2b88-c0b9-4bd1-806f-888d2a9e3021","site":"in-blr-ananta","name":"wm-6"}} | Santech | [5 empty] | Modbus RTU |  |  | 6 | [20 empty] | HLI-25 | Proxied Device | Good |  | 10 |  |  | WS/Facilities |  | aquagen_uwm220dn50dn500 | AQUAGEN-UWM220DN50DN500
2689 | Building Management System | WM-7 | WM-7 | Aquagen | UWM-220 DN-50-DN500 | Standard | Serial | WM | 3 | 3V77 |  |  | Active | Yes | IN-BLR-ANANTA-WM-7_3 | uuid://8f428575-85a3-4add-8001-fc2a479bde46 | {"asset":{"guid":"uuid://8f428575-85a3-4add-8001-fc2a479bde46","site":"in-blr-ananta","name":"wm-7"}} | Santech | [5 empty] | Modbus RTU |  |  | 5 | [20 empty] | HLI-25 | Proxied Device | Good |  | 10 |  |  | WS/Facilities |  | aquagen_uwm220dn50dn500 | AQUAGEN-UWM220DN50DN500
2691 | Building Management System | WM-8 | WM-8 | Aquagen | UWM-220 DN-50-DN500 | Standard | Serial | WM | 3 | 3V77 |  |  | Active | Yes | IN-BLR-ANANTA-WM-8_3 | uuid://1dc27706-325d-418e-92d3-aa973cfd7194 | {"asset":{"guid":"uuid://1dc27706-325d-418e-92d3-aa973cfd7194","site":"in-blr-ananta","name":"wm-8"}} | Santech | [5 empty] | Modbus RTU |  |  | 3 | [20 empty] | HLI-25 | Proxied Device | Good |  | 10 |  |  | WS/Facilities |  | aquagen_uwm220dn50dn500 | AQUAGEN-UWM220DN50DN500
2690 | Building Management System | WM-9 | WM-9 | Aquagen | UWM-220 DN-50-DN500 | Standard | Serial | WM | 3 | 3V77 |  |  | Active | Yes | IN-BLR-ANANTA-WM-9_3 | uuid://73e3b200-c114-4a8f-99cb-5fc4d51b709b | {"asset":{"guid":"uuid://73e3b200-c114-4a8f-99cb-5fc4d51b709b","site":"in-blr-ananta","name":"wm-9"}} | Santech | [5 empty] | Modbus RTU |  |  | 4 | [20 empty] | HLI-25 | Proxied Device | Good |  | 10 |  |  | WS/Facilities |  | aquagen_uwm220dn50dn500 | AQUAGEN-UWM220DN50DN500
2690 | Building Management System | WM-10 | WM-10 | Aquagen | UWM-220 DN-50-DN500 | Standard | Serial | WM | 3 | 3V77 |  |  | Active | Yes | IN-BLR-ANANTA-WM-10_3 | uuid://13bef6fe-2ffe-46ee-9bc6-50ffcdfba710 | {"asset":{"guid":"uuid://13bef6fe-2ffe-46ee-9bc6-50ffcdfba710","site":"in-blr-ananta","name":"wm-10"}} | Santech | [5 empty] | Modbus RTU |  |  | 2 | [20 empty] | HLI-25 | Proxied Device | Good |  | 10 |  |  | WS/Facilities |  | aquagen_uwm220dn50dn500 | AQUAGEN-UWM220DN50DN500
2690 | Building Management System | WM-11 | WM-11 | Aquagen | UWM-220 DN-50-DN500 | Standard | Serial | WM | 3 | 3V88 |  |  | Active | Yes | IN-BLR-ANANTA-WM-11_3 | uuid://772dafd5-0e8a-4685-93e3-86b3e98d97d0 | {"asset":{"guid":"uuid://772dafd5-0e8a-4685-93e3-86b3e98d97d0","site":"in-blr-ananta","name":"wm-11"}} | Santech | [5 empty] | Modbus RTU |  |  | 10 | [20 empty] | HLI-25 | Proxied Device | Good |  | 10 |  |  | WS/Facilities |  | aquagen_uwm220dn50dn500 | AQUAGEN-UWM220DN50DN500
2690 | Building Management System | WM-12 | WM-12 | Aquagen | UWM-220 DN-50-DN500 | Standard | Serial | WM | 3 | 3V88 |  |  | Active | Yes | IN-BLR-ANANTA-WM-12_3 | uuid://f4cc6a90-fab6-4166-b779-2b4dccf95778 | {"asset":{"guid":"uuid://f4cc6a90-fab6-4166-b779-2b4dccf95778","site":"in-blr-ananta","name":"wm-12"}} | Santech | [5 empty] | Modbus RTU |  |  | 11 | [20 empty] | HLI-25 | Proxied Device | Good |  | 10 |  |  | WS/Facilities |  | aquagen_uwm220dn50dn500 | AQUAGEN-UWM220DN50DN500
2690 | Building Management System | WM-13 | WM-13 | Aquagen | UWM-220 DN-50-DN500 | Standard | Serial | WM | 3 | 3V88 |  |  | Active | Yes | IN-BLR-ANANTA-WM-13_3 | uuid://9533752b-e154-4630-8b1c-d0fa72452b2f | {"asset":{"guid":"uuid://9533752b-e154-4630-8b1c-d0fa72452b2f","site":"in-blr-ananta","name":"wm-13"}} | Santech | [5 empty] | Modbus RTU |  |  | 7 | [20 empty] | HLI-25 | Proxied Device | Good |  | 10 |  |  | WS/Facilities |  | aquagen_uwm220dn50dn500 | AQUAGEN-UWM220DN50DN500
2690 | Building Management System | WM-14 | WM-14 | Aquagen | UWM-220 DN-50-DN500 | Standard | Serial | WM | 3 | 3V88 |  |  | Active | Yes | IN-BLR-ANANTA-WM-14_3 | uuid://8f40b16b-cf96-49d6-a735-622acde51912 | {"asset":{"guid":"uuid://8f40b16b-cf96-49d6-a735-622acde51912","site":"in-blr-ananta","name":"wm-14"}} | Santech | [5 empty] | Modbus RTU |  |  | 8 | [20 empty] | HLI-25 | Proxied Device | Good |  | 10 |  |  | WS/Facilities |  | aquagen_uwm220dn50dn500 | AQUAGEN-UWM220DN50DN500
2690 | Building Management System | WM-15 | WM-15 | Aquagen | UWM-220 DN-50-DN500 | Standard | Serial | WM | 3 | 3V88 |  |  | Active | Yes | IN-BLR-ANANTA-WM-15_3 | uuid://25ec565c-a802-42dd-85f0-33d3356b23b8 | {"asset":{"guid":"uuid://25ec565c-a802-42dd-85f0-33d3356b23b8","site":"in-blr-ananta","name":"wm-15"}} | Santech | [5 empty] | Modbus RTU |  |  | 9 | [20 empty] | HLI-25 | Proxied Device | Good |  | 10 |  |  | WS/Facilities |  | aquagen_uwm220dn50dn500 | AQUAGEN-UWM220DN50DN500
2689 | Building Management System | WM-16 | WM-16 | Aquagen | UWM-220 DN-50-DN500 | Standard | Serial | WM | 4 | 3V77 |  |  | Active | Yes | IN-BLR-ANANTA-WM-16_4 | uuid://dd65f99b-b1c6-4c38-92e6-46d0933678ee | {"asset":{"guid":"uuid://dd65f99b-b1c6-4c38-92e6-46d0933678ee","site":"in-blr-ananta","name":"wm-16"}} | Santech | [5 empty] | Modbus RTU |  |  | 4 | [20 empty] | HLI-33 | Proxied Device | Good |  | 10 |  |  | WS/Facilities |  | aquagen_uwm220dn50dn500 | AQUAGEN-UWM220DN50DN500
2691 | Building Management System | WM-17 | WM-17 | Aquagen | UWM-220 DN-50-DN500 | Standard | Serial | WM | 4 | 3V77 |  |  | Active | Yes | IN-BLR-ANANTA-WM-17_4 | uuid://30bdc524-0fe2-4a84-8a2f-e971c1b782bf | {"asset":{"guid":"uuid://30bdc524-0fe2-4a84-8a2f-e971c1b782bf","site":"in-blr-ananta","name":"wm-17"}} | Santech | [5 empty] | Modbus RTU |  |  | 3 | [20 empty] | HLI-33 | Proxied Device | Good |  | 10 |  |  | WS/Facilities |  | aquagen_uwm220dn50dn500 | AQUAGEN-UWM220DN50DN500
2690 | Building Management System | WM-18 | WM-18 | Aquagen | UWM-220 DN-50-DN500 | Standard | Serial | WM | 4 | 3V77 |  |  | Active | Yes | IN-BLR-ANANTA-WM-18_4 | uuid://9558268a-1a26-4efe-80d2-c6f7dfb61898 | {"asset":{"guid":"uuid://9558268a-1a26-4efe-80d2-c6f7dfb61898","site":"in-blr-ananta","name":"wm-18"}} | Santech | [5 empty] | Modbus RTU |  |  | 2 | [20 empty] | HLI-33 | Proxied Device | Good |  | 10 |  |  | WS/Facilities |  | aquagen_uwm220dn50dn500 | AQUAGEN-UWM220DN50DN500
2690 | Building Management System | WM-19 | WM-19 | Aquagen | UWM-220 DN-50-DN500 | Standard | Serial | WM | 6 | 6V72 |  |  | Active | Yes | IN-BLR-ANANTA-WM-19_6 | uuid://45e1abf9-9d83-49bc-93ae-4d24e259fc2b | {"asset":{"guid":"uuid://45e1abf9-9d83-49bc-93ae-4d24e259fc2b","site":"in-blr-ananta","name":"wm-19"}} | Santech | [5 empty] | Modbus RTU |  |  | 2 | [20 empty] | HLI-52 | Proxied Device | Good |  | 10 |  |  | WS/Facilities |  | aquagen_uwm220dn50dn500 | AQUAGEN-UWM220DN50DN500
2690 | Building Management System | WM-20 | WM-20 | Aquagen | UWM-220 DN-50-DN500 | Standard | Serial | WM | 6 | 6V72 |  |  | Active | Yes | IN-BLR-ANANTA-WM-20_6 | uuid://7dd42668-f3aa-4b8a-9497-160683420482 | {"asset":{"guid":"uuid://7dd42668-f3aa-4b8a-9497-160683420482","site":"in-blr-ananta","name":"wm-20"}} | Santech | [5 empty] | Modbus RTU |  |  | 3 | [20 empty] | HLI-52 | Proxied Device | Good |  | 10 |  |  | WS/Facilities |  | aquagen_uwm220dn50dn500 | AQUAGEN-UWM220DN50DN500
2690 | Building Management System | WM-21 | WM-21 | Aquagen | UWM-220 DN-50-DN500 | Standard | Serial | WM | 6 | 6V72 |  |  | Active | Yes | IN-BLR-ANANTA-WM-21_6 | uuid://66c25dfa-1dd1-45c8-a7f6-cef51bd2821e | {"asset":{"guid":"uuid://66c25dfa-1dd1-45c8-a7f6-cef51bd2821e","site":"in-blr-ananta","name":"wm-21"}} | Santech | [5 empty] | Modbus RTU |  |  | 4 | [20 empty] | HLI-52 | Proxied Device | Good |  | 10 |  |  | WS/Facilities |  | aquagen_uwm220dn50dn500 | AQUAGEN-UWM220DN50DN500
2690 | Building Management System | WM-22 | WM-22 | Aquagen | UWM-220 DN-50-DN500 | Standard | Serial | WM | 6 | 6V72 |  |  | Active | Yes | IN-BLR-ANANTA-WM-22_6 | uuid://25dd3f1c-6932-476d-87af-4063a0b13c00 | {"asset":{"guid":"uuid://25dd3f1c-6932-476d-87af-4063a0b13c00","site":"in-blr-ananta","name":"wm-22"}} | Santech | [5 empty] | Modbus RTU |  |  | 5 | [20 empty] | HLI-52 | Proxied Device | Good |  | 10 |  |  | WS/Facilities |  | aquagen_uwm220dn50dn500 | AQUAGEN-UWM220DN50DN500
2690 | Building Management System | WM-23 | WM-23 | Aquagen | UWM-220 DN-50-DN500 | Standard | Serial | WM | 6 | 6V72 |  |  | Active | Yes | IN-BLR-ANANTA-WM-23_6 | uuid://492274bf-070d-4f81-a90b-12345d2443db | {"asset":{"guid":"uuid://492274bf-070d-4f81-a90b-12345d2443db","site":"in-blr-ananta","name":"wm-23"}} | Santech | [5 empty] | Modbus RTU |  |  | 6 | [20 empty] | HLI-52 | Proxied Device | Good |  | 10 |  |  | WS/Facilities |  | aquagen_uwm220dn50dn500 | AQUAGEN-UWM220DN50DN500
2690 | Building Management System | WM-24 | WM-24 | Aquagen | UWM-220 DN-50-DN500 | Standard | Serial | WM | 6 | 6V42 |  |  | Active | Yes | IN-BLR-ANANTA-WM-24_6 | uuid://c2180422-4421-4db6-82e0-8a44bc9971e1 | {"asset":{"guid":"uuid://c2180422-4421-4db6-82e0-8a44bc9971e1","site":"in-blr-ananta","name":"wm-24"}} | Santech | [5 empty] | Modbus RTU |  |  | 7 | [20 empty] | DDC-48 | Proxied Device | Good |  | 10 |  |  | WS/Facilities |  | aquagen_uwm220dn50dn500 | AQUAGEN-UWM220DN50DN500
2690 | Building Management System | WM-25 | WM-25 | Aquagen | UWM-220 DN-50-DN500 | Standard | Serial | WM | 6 | 6V42 |  |  | Active | Yes | IN-BLR-ANANTA-WM-25_6 | uuid://6027732b-c682-4655-bf08-76b5c477b2f4 | {"asset":{"guid":"uuid://6027732b-c682-4655-bf08-76b5c477b2f4","site":"in-blr-ananta","name":"wm-25"}} | Santech | [5 empty] | Modbus RTU |  |  | 8 | [20 empty] | DDC-48 | Proxied Device | Good |  | 10 |  |  | WS/Facilities |  | aquagen_uwm220dn50dn500 | AQUAGEN-UWM220DN50DN500
2690 | Building Management System | WM-26 | WM-26 | Aquagen | UWM-220 DN-50-DN500 | Standard | Serial | WM | 6 | 6V42 |  |  | Active | Yes | IN-BLR-ANANTA-WM-26_6 | uuid://8dbed196-062a-444a-9d3a-f4e5a271d914 | {"asset":{"guid":"uuid://8dbed196-062a-444a-9d3a-f4e5a271d914","site":"in-blr-ananta","name":"wm-26"}} | Santech | [5 empty] | Modbus RTU |  |  | 9 | [20 empty] | DDC-48 | Proxied Device | Good |  | 10 |  |  | WS/Facilities |  | aquagen_uwm220dn50dn500 | AQUAGEN-UWM220DN50DN500
2690 | Building Management System | WM-27 | WM-27 | Aquagen | UWM-220 DN-50-DN500 | Standard | Serial | WM | 6 | 6V42 |  |  | Active | Yes | IN-BLR-ANANTA-WM-27_6 | uuid://24d53259-5f63-4e3e-9445-db9c5fd2ec1b | {"asset":{"guid":"uuid://24d53259-5f63-4e3e-9445-db9c5fd2ec1b","site":"in-blr-ananta","name":"wm-27"}} | Santech | [5 empty] | Modbus RTU |  |  | 10 | [20 empty] | DDC-48 | Proxied Device | Good |  | 10 |  |  | WS/Facilities |  | aquagen_uwm220dn50dn500 | AQUAGEN-UWM220DN50DN500
2690 | Building Management System | WM-28 | WM-28 | Aquagen | UWM-220 DN-50-DN500 | Standard | Serial | WM | 6 | 6V42 |  |  | Active | Yes | IN-BLR-ANANTA-WM-28_6 | uuid://62f8c676-9b32-479b-a71f-4664ea95762f | {"asset":{"guid":"uuid://62f8c676-9b32-479b-a71f-4664ea95762f","site":"in-blr-ananta","name":"wm-28"}} | Santech | [5 empty] | Modbus RTU |  |  | 11 | [20 empty] | DDC-48 | Proxied Device | Good |  | 10 |  |  | WS/Facilities |  | aquagen_uwm220dn50dn500 | AQUAGEN-UWM220DN50DN500
2690 | Building Management System | WM-29 | WM-29 | Aquagen | UWM-220 DN-50-DN500 | Standard | Serial | WM | 10 | 10V77 |  |  | Active | Yes | IN-BLR-ANANTA-WM-29_10 | uuid://fecbc1fd-4c77-484b-89c2-861f4a43580e | {"asset":{"guid":"uuid://fecbc1fd-4c77-484b-89c2-861f4a43580e","site":"in-blr-ananta","name":"wm-29"}} | Santech | [5 empty] | Modbus RTU |  |  | 2 | [20 empty] | HLI-83 | Proxied Device | Good |  | 10 |  |  | WS/Facilities |  | aquagen_uwm220dn50dn500 | AQUAGEN-UWM220DN50DN500
2690 | Building Management System | WM-30 | WM-30 | Aquagen | UWM-220 DN-50-DN500 | Standard | Serial | WM | 10 | 10V77 |  |  | Active | Yes | IN-BLR-ANANTA-WM-30_10 | uuid://67c4d856-9309-45a4-8022-4c5a381cb773 | {"asset":{"guid":"uuid://67c4d856-9309-45a4-8022-4c5a381cb773","site":"in-blr-ananta","name":"wm-30"}} | Santech | [5 empty] | Modbus RTU |  |  | 3 | [20 empty] | HLI-83 | Proxied Device | Good |  | 10 |  |  | WS/Facilities |  | aquagen_uwm220dn50dn500 | AQUAGEN-UWM220DN50DN500
2690 | Building Management System | WM-31 | WM-31 | Aquagen | UWM-220 DN-50-DN500 | Standard | Serial | WM | 10 | 10V77 |  |  | Active | Yes | IN-BLR-ANANTA-WM-31_10 | uuid://717408c7-1915-4b52-89fd-13483e8aa19a | {"asset":{"guid":"uuid://717408c7-1915-4b52-89fd-13483e8aa19a","site":"in-blr-ananta","name":"wm-31"}} | Santech | [5 empty] | Modbus RTU |  |  | 4 | [20 empty] | HLI-83 | Proxied Device | Good |  | 10 |  |  | WS/Facilities |  | aquagen_uwm220dn50dn500 | AQUAGEN-UWM220DN50DN500
2689 | Building Management System | WM-32 | WM-32 | Aquagen | UWM-220 DN-50-DN500 | Standard | Serial | WM | 10 | 10V77 |  |  | Active | Yes | IN-BLR-ANANTA-WM-32_10 | uuid://ff55f5a3-e3ff-4e27-ac86-b45a65fe3345 | {"asset":{"guid":"uuid://ff55f5a3-e3ff-4e27-ac86-b45a65fe3345","site":"in-blr-ananta","name":"wm-32"}} | Santech | [5 empty] | Modbus RTU |  |  | 5 | [20 empty] | HLI-83 | Proxied Device | Good |  | 10 |  |  | WS/Facilities |  | aquagen_uwm220dn50dn500 | AQUAGEN-UWM220DN50DN500
2691 | Building Management System | WM-33 | WM-33 | Aquagen | UWM-220 DN-50-DN500 | Standard | Serial | WM | 10 | 10V77 |  |  | Active | Yes | IN-BLR-ANANTA-WM-33_10 | uuid://034abc5c-2a94-4b97-8ee9-76d08fe8ce1a | {"asset":{"guid":"uuid://034abc5c-2a94-4b97-8ee9-76d08fe8ce1a","site":"in-blr-ananta","name":"wm-33"}} | Santech | [5 empty] | Modbus RTU |  |  | 6 | [20 empty] | HLI-83 | Proxied Device | Good |  | 10 |  |  | WS/Facilities |  | aquagen_uwm220dn50dn500 | AQUAGEN-UWM220DN50DN500
2690 | Building Management System | WM-34 | WM-34 | Aquagen | UWM-220 DN-50-DN500 | Standard | Serial | WM | 10 | 10V77 |  |  | Active | Yes | IN-BLR-ANANTA-WM-34_10 | uuid://94052343-5e76-4f6d-aa67-b37e23a8d7af | {"asset":{"guid":"uuid://94052343-5e76-4f6d-aa67-b37e23a8d7af","site":"in-blr-ananta","name":"wm-34"}} | Santech | [5 empty] | Modbus RTU |  |  | 7 | [20 empty] | HLI-83 | Proxied Device | Good |  | 10 |  |  | WS/Facilities |  | aquagen_uwm220dn50dn500 | AQUAGEN-UWM220DN50DN500
2690 | Building Management System | WM-35 | WM-35 | Aquagen | UWM-220 DN-50-DN500 | Standard | Serial | WM | 10 | 10V47 |  |  | Active | Yes | IN-BLR-ANANTA-WM-35_10 | uuid://f56eb89b-7ac8-4487-b35e-82f9dc683deb | {"asset":{"guid":"uuid://f56eb89b-7ac8-4487-b35e-82f9dc683deb","site":"in-blr-ananta","name":"wm-35"}} | Santech | [5 empty] | Modbus RTU |  |  | 8 | [20 empty] | HLI-83 | Proxied Device | Good |  | 10 |  |  | WS/Facilities |  | aquagen_uwm220dn50dn500 | AQUAGEN-UWM220DN50DN500
2690 | Building Management System | WM-36 | WM-36 | Aquagen | UWM-220 DN-50-DN500 | Standard | Serial | WM | 10 | 10V47 |  |  | Active | Yes | IN-BLR-ANANTA-WM-36_10 | uuid://8a57a40a-6a60-459c-8e47-4a656a628304 | {"asset":{"guid":"uuid://8a57a40a-6a60-459c-8e47-4a656a628304","site":"in-blr-ananta","name":"wm-36"}} | Santech | [5 empty] | Modbus RTU |  |  | 9 | [20 empty] | HLI-83 | Proxied Device | Good |  | 10 |  |  | WS/Facilities |  | aquagen_uwm220dn50dn500 | AQUAGEN-UWM220DN50DN500
2690 | Building Management System | WM-37 | WM-37 | Aquagen | UWM-220 DN-50-DN500 | Standard | Serial | WM | 10 | 10V47 |  |  | Active | Yes | IN-BLR-ANANTA-WM-37_10 | uuid://042c28b1-06af-4e2a-b6c5-3b35b1ac3cfd | {"asset":{"guid":"uuid://042c28b1-06af-4e2a-b6c5-3b35b1ac3cfd","site":"in-blr-ananta","name":"wm-37"}} | Santech | [5 empty] | Modbus RTU |  |  | 10 | [20 empty] | HLI-83 | Proxied Device | Good |  | 10 |  |  | WS/Facilities |  | aquagen_uwm220dn50dn500 | AQUAGEN-UWM220DN50DN500
2690 | Building Management System | WM-38 | WM-38 | Aquagen | UWM-220 DN-50-DN500 | Standard | Serial | WM | 10 | 10V47 |  |  | Active | Yes | IN-BLR-ANANTA-WM-38_10 | uuid://0641c82b-de39-4d01-b681-87c6e0a46f93 | {"asset":{"guid":"uuid://0641c82b-de39-4d01-b681-87c6e0a46f93","site":"in-blr-ananta","name":"wm-38"}} | Santech | [5 empty] | Modbus RTU |  |  | 11 | [20 empty] | HLI-83 | Proxied Device | Good |  | 10 |  |  | WS/Facilities |  | aquagen_uwm220dn50dn500 | AQUAGEN-UWM220DN50DN500
2690 | Building Management System | WM-39 | WM-39 | Aquagen | UWM-220 DN-50-DN500 | Standard | Serial | WM | Roof |  |  |  | Active | Yes | IN-BLR-ANANTA-WM-39_Roof | uuid://654e30ec-fd48-4584-a340-c7b09d4d6463 | {"asset":{"guid":"uuid://654e30ec-fd48-4584-a340-c7b09d4d6463","site":"in-blr-ananta","name":"wm-39"}} | Santech | [5 empty] | Modbus RTU |  |  | 2 | [20 empty] | HLI-100 | Proxied Device | Good |  | 10 |  |  | WS/Facilities |  | aquagen_uwm220dn50dn500 | AQUAGEN-UWM220DN50DN500
2690 | Building Management System | WM-40 | WM-40 | Aquagen | UWM-220 DN-50-DN500 | Standard | Serial | WM | Roof |  |  |  | Active | Yes | IN-BLR-ANANTA-WM-40_Roof | uuid://df79da67-f267-4002-bf21-5cc012ea9a84 | {"asset":{"guid":"uuid://df79da67-f267-4002-bf21-5cc012ea9a84","site":"in-blr-ananta","name":"wm-40"}} | Santech | [5 empty] | Modbus RTU |  |  | 3 | [20 empty] | HLI-100 | Proxied Device | Good |  | 10 |  |  | WS/Facilities |  | aquagen_uwm220dn50dn500 | AQUAGEN-UWM220DN50DN500
2690 | Building Management System | WM-41 | WM-41 | Aquagen | UWM-220 DN-50-DN500 | Standard | Serial | WM | Roof |  |  |  | Active | Yes | IN-BLR-ANANTA-WM-41_Roof | uuid://5f4410de-bd84-4566-81c8-ae2c5491581a | {"asset":{"guid":"uuid://5f4410de-bd84-4566-81c8-ae2c5491581a","site":"in-blr-ananta","name":"wm-41"}} | Santech | [5 empty] | Modbus RTU |  |  | 4 | [20 empty] | HLI-100 | Proxied Device | Good |  | 10 |  |  | WS/Facilities |  | aquagen_uwm220dn50dn500 | AQUAGEN-UWM220DN50DN500
2690 | Building Management System | WM-42 | WM-42 | Aquagen | UWM-220 DN-50-DN500 | Standard | Serial | WM | Roof |  |  |  | Active | Yes | IN-BLR-ANANTA-WM-42_Roof | uuid://42c668cd-ce72-426a-b4db-0f406e63f41e | {"asset":{"guid":"uuid://42c668cd-ce72-426a-b4db-0f406e63f41e","site":"in-blr-ananta","name":"wm-42"}} | Santech | [5 empty] | Modbus RTU |  |  | 5 | [20 empty] | HLI-100 | Proxied Device | Good |  | 10 |  |  | WS/Facilities |  | aquagen_uwm220dn50dn500 | AQUAGEN-UWM220DN50DN500
2690 | Building Management System | WM-43 | WM-43 | Aquagen | UWM-220 DN-50-DN500 | Standard | Serial | WM | Roof |  |  |  | Active | Yes | IN-BLR-ANANTA-WM-43_Roof | uuid://6113ffd6-1809-47d4-a8a1-7781d6f9a988 | {"asset":{"guid":"uuid://6113ffd6-1809-47d4-a8a1-7781d6f9a988","site":"in-blr-ananta","name":"wm-43"}} | Santech | [5 empty] | Modbus RTU |  |  | 6 | [20 empty] | HLI-100 | Proxied Device | Good |  | 10 |  |  | WS/Facilities |  | aquagen_uwm220dn50dn500 | AQUAGEN-UWM220DN50DN500
2690 | Building Management System | WM-44 | WM-44 | Aquagen | UWM-220 DN-50-DN500 | Standard | Serial | WM | Roof |  |  |  | Active | Yes | IN-BLR-ANANTA-WM-44_Roof | uuid://968a0b46-d2c7-4180-a80d-10133eaf401f | {"asset":{"guid":"uuid://968a0b46-d2c7-4180-a80d-10133eaf401f","site":"in-blr-ananta","name":"wm-44"}} | Santech | [5 empty] | Modbus RTU |  |  | 7 | [20 empty] | HLI-100 | Proxied Device | Good |  | 10 |  |  | WS/Facilities |  | aquagen_uwm220dn50dn500 | AQUAGEN-UWM220DN50DN500
2690 | Building Management System | WM-45 | WM-45 | Aquagen | UWM-220 DN-50-DN500 | Standard | Serial | WM | Roof |  |  |  | Active | Yes | IN-BLR-ANANTA-WM-45_Roof | uuid://bb3917c3-3655-4c33-ab7a-3899b83c07c4 | {"asset":{"guid":"uuid://bb3917c3-3655-4c33-ab7a-3899b83c07c4","site":"in-blr-ananta","name":"wm-45"}} | Santech | [5 empty] | Modbus RTU |  |  | 8 | [20 empty] | HLI-100 | Proxied Device | Good |  | 10 |  |  | WS/Facilities |  | aquagen_uwm220dn50dn500 | AQUAGEN-UWM220DN50DN500
2690 | Building Management System | WM-46 | WM-46 | Aquagen | UWM-220 DN-50-DN500 | Standard | Serial | WM | Roof |  |  |  | Active | Yes | IN-BLR-ANANTA-WM-46_Roof | uuid://1c405918-02e3-4df5-9ab3-a8181eadb560 | {"asset":{"guid":"uuid://1c405918-02e3-4df5-9ab3-a8181eadb560","site":"in-blr-ananta","name":"wm-46"}} | Santech | [5 empty] | Modbus RTU |  |  | 9 | [20 empty] | HLI-100 | Proxied Device | Good |  | 10 |  |  | WS/Facilities |  | aquagen_uwm220dn50dn500 | AQUAGEN-UWM220DN50DN500
2690 | Building Management System | WM-47 | WM-47 | Aquagen | UWM-220 DN-50-DN500 | Standard | Serial | WM | Roof |  |  |  | Active | Yes | IN-BLR-ANANTA-WM-47_Roof | uuid://f11fb65f-46d1-4eca-a6a4-98a56b525ba4 | {"asset":{"guid":"uuid://f11fb65f-46d1-4eca-a6a4-98a56b525ba4","site":"in-blr-ananta","name":"wm-47"}} | Santech | [5 empty] | Modbus RTU |  |  | 10 | [20 empty] | HLI-100 | Proxied Device | Good |  | 10 |  |  | WS/Facilities |  | aquagen_uwm220dn50dn500 | AQUAGEN-UWM220DN50DN500
2690 | Building Management System | WM-48 | WM-48 | Aquagen | UWM-220 DN-50-DN500 | Standard | Serial | WM | Roof |  |  |  | Active | Yes | IN-BLR-ANANTA-WM-48_Roof | uuid://c2dcefdb-6584-418a-8750-faf693043611 | {"asset":{"guid":"uuid://c2dcefdb-6584-418a-8750-faf693043611","site":"in-blr-ananta","name":"wm-48"}} | Santech | [5 empty] | Modbus RTU |  |  | 11 | [20 empty] | HLI-100 | Proxied Device | Good |  | 10 |  |  | WS/Facilities |  | aquagen_uwm220dn50dn500 | AQUAGEN-UWM220DN50DN500
2690 | Building Management System | WM-49 | WM-49 | Aquagen | UWM-220 DN-50-DN500 | Standard | Serial | WM | Roof |  |  |  | Active | Yes | IN-BLR-ANANTA-WM-49_Roof | uuid://e9ee37df-f863-4ef2-891f-69d33236c421 | {"asset":{"guid":"uuid://e9ee37df-f863-4ef2-891f-69d33236c421","site":"in-blr-ananta","name":"wm-49"}} | Santech | [5 empty] | Modbus RTU |  |  | 12 | [20 empty] | HLI-100 | Proxied Device | Good |  | 10 |  |  | WS/Facilities |  | aquagen_uwm220dn50dn500 | AQUAGEN-UWM220DN50DN500
2690 | Building Management System | WM-50 | WM-50 | Aquagen | UWM-220 DN-50-DN500 | Standard | Serial | WM | Roof |  |  |  | Active | Yes | IN-BLR-ANANTA-WM-50_Roof | uuid://848737f9-1370-4b9d-bd0f-caf89457aa01 | {"asset":{"guid":"uuid://848737f9-1370-4b9d-bd0f-caf89457aa01","site":"in-blr-ananta","name":"wm-50"}} | Santech | [5 empty] | Modbus RTU |  |  | 13 | [20 empty] | HLI-100 | Proxied Device | Good |  | 10 |  |  | WS/Facilities |  | aquagen_uwm220dn50dn500 | AQUAGEN-UWM220DN50DN500
2690 | Building Management System | FRZ-1 | FRZ-1 | PVR Controls | CRC-202000 | Standard | Serial | FRZ | G |  |  |  | Active | Yes | IN-BLR-ANANTA-FRZ-1_G | uuid://f02c234b-1355-4004-808c-0dcad87f6812 | {"asset":{"guid":"uuid://f02c234b-1355-4004-808c-0dcad87f6812","site":"in-blr-ananta","name":"frz-1"}} | [6 empty] | Modbus RTU | [23 empty] | HLI-10 | Proxied Device | [5 empty] | WS/Facilities |  | pvrcontrols_crc202000 | PVRCONTROLS-CRC202000
2690 | Building Management System | FRZ-2 | FRZ-2 | PVR Controls | CRC-202000 | Standard | Serial | FRZ | G |  |  |  | Active | Yes | IN-BLR-ANANTA-FRZ-2_G | uuid://747bdbd0-5e73-46dc-a8b6-78fcba05579e | {"asset":{"guid":"uuid://747bdbd0-5e73-46dc-a8b6-78fcba05579e","site":"in-blr-ananta","name":"frz-2"}} | [6 empty] | Modbus RTU | [23 empty] | HLI-10 | Proxied Device | [5 empty] | WS/Facilities |  | pvrcontrols_crc202000 | PVRCONTROLS-CRC202000
2690 | Building Management System | FRZ-3 | FRZ-3 | PVR Controls | CRC-202000 | Standard | Serial | FRZ | G |  |  |  | Active | Yes | IN-BLR-ANANTA-FRZ-3_G | uuid://3e625980-ea23-4d8e-86d3-db0bbc3f2d0e | {"asset":{"guid":"uuid://3e625980-ea23-4d8e-86d3-db0bbc3f2d0e","site":"in-blr-ananta","name":"frz-3"}} | [6 empty] | Modbus RTU | [23 empty] | HLI-10 | Proxied Device | [5 empty] | WS/Facilities |  | pvrcontrols_crc202000 | PVRCONTROLS-CRC202000
2689 | Building Management System | FRZ-4 | FRZ-4 | PVR Controls | CRC-202000 | Standard | Serial | FRZ | G |  |  |  | Active | Yes | IN-BLR-ANANTA-FRZ-4_G | uuid://dda4e7b0-f418-4862-a0ce-c1529403af43 | {"asset":{"guid":"uuid://dda4e7b0-f418-4862-a0ce-c1529403af43","site":"in-blr-ananta","name":"frz-4"}} | [6 empty] | Modbus RTU | [23 empty] | HLI-10 | Proxied Device | [5 empty] | WS/Facilities |  | pvrcontrols_crc202000 | PVRCONTROLS-CRC202000
2691 | Building Management System | FRZ-5 | FRZ-5 | PVR Controls | CRC-202000 | Standard | Serial | FRZ | G |  |  |  | Active | Yes | IN-BLR-ANANTA-FRZ-5_G | uuid://99de4598-4c3b-46aa-aae7-7976d7546a37 | {"asset":{"guid":"uuid://99de4598-4c3b-46aa-aae7-7976d7546a37","site":"in-blr-ananta","name":"frz-5"}} | [6 empty] | Modbus RTU | [23 empty] | HLI-10 | Proxied Device | [5 empty] | WS/Facilities |  | pvrcontrols_crc202000 | PVRCONTROLS-CRC202000
2690 | Building Management System | FRZ-6 | FRZ-6 | PVR Controls | CRC-202000 | Standard | Serial | FRZ | G |  |  |  | Active | Yes | IN-BLR-ANANTA-FRZ-6_G | uuid://2d87809d-4a7a-4587-a86e-fb530b9af6b4 | {"asset":{"guid":"uuid://2d87809d-4a7a-4587-a86e-fb530b9af6b4","site":"in-blr-ananta","name":"frz-6"}} | [6 empty] | Modbus RTU | [23 empty] | HLI-10 | Proxied Device | [5 empty] | WS/Facilities |  | pvrcontrols_crc202000 | PVRCONTROLS-CRC202000
2690 | Building Management System | FRZ-7 | FRZ-7 | PVR Controls | CRC-202000 | Standard | Serial | FRZ | G |  |  |  | Active | Yes | IN-BLR-ANANTA-FRZ-7_G | uuid://1da582f4-5f55-4f90-98cc-eb3745274bc0 | {"asset":{"guid":"uuid://1da582f4-5f55-4f90-98cc-eb3745274bc0","site":"in-blr-ananta","name":"frz-7"}} | [6 empty] | Modbus RTU | [23 empty] | HLI-10 | Proxied Device | [5 empty] | WS/Facilities |  | pvrcontrols_crc202000 | PVRCONTROLS-CRC202000
2690 | Building Management System | FRZ-8 | FRZ-8 | PVR Controls | CRC-202000 | Standard | Serial | FRZ | G |  |  |  | Active | Yes | IN-BLR-ANANTA-FRZ-8_G | uuid://377ff335-d855-48e8-a03e-960a3c841df9 | {"asset":{"guid":"uuid://377ff335-d855-48e8-a03e-960a3c841df9","site":"in-blr-ananta","name":"frz-8"}} | [6 empty] | Modbus RTU | [23 empty] | HLI-10 | Proxied Device | [5 empty] | WS/Facilities |  | pvrcontrols_crc202000 | PVRCONTROLS-CRC202000
2690 | Building Management System | FRZ-9 | FRZ-9 | PVR Controls | CRC-202000 | Standard | Serial | FRZ | G |  |  |  | Active | Yes | IN-BLR-ANANTA-FRZ-9_G | uuid://b4e496da-5b22-40f0-a884-c23660600ad4 | {"asset":{"guid":"uuid://b4e496da-5b22-40f0-a884-c23660600ad4","site":"in-blr-ananta","name":"frz-9"}} | [6 empty] | Modbus RTU | [23 empty] | HLI-10 | Proxied Device | [5 empty] | WS/Facilities |  | pvrcontrols_crc202000 | PVRCONTROLS-CRC202000
2690 | Building Management System | FRZ-10 | FRZ-10 | PVR Controls | CRC-202000 | Standard | Serial | FRZ | G |  |  |  | Active | Yes | IN-BLR-ANANTA-FRZ-10_G | uuid://0adfac1f-f4a1-402e-892b-4db2626b97d7 | {"asset":{"guid":"uuid://0adfac1f-f4a1-402e-892b-4db2626b97d7","site":"in-blr-ananta","name":"frz-10"}} | [6 empty] | Modbus RTU | [23 empty] | HLI-10 | Proxied Device | [5 empty] | WS/Facilities |  | pvrcontrols_crc202000 | PVRCONTROLS-CRC202000
2690 | Building Management System | FRZ-11 | FRZ-11 | PVR Controls | CRC-202000 | Standard | Serial | FRZ | G |  |  |  | Active | Yes | IN-BLR-ANANTA-FRZ-11_G | uuid://c2aeec98-45cd-4ebf-9d82-b28d6df4a37c | {"asset":{"guid":"uuid://c2aeec98-45cd-4ebf-9d82-b28d6df4a37c","site":"in-blr-ananta","name":"frz-11"}} | [6 empty] | Modbus RTU | [23 empty] | HLI-10 | Proxied Device | [5 empty] | WS/Facilities |  | pvrcontrols_crc202000 | PVRCONTROLS-CRC202000
2690 | Building Management System | FRZ-12 | FRZ-12 | PVR Controls | CRC-202000 | Standard | Serial | FRZ | G |  |  |  | Active | Yes | IN-BLR-ANANTA-FRZ-12_G | uuid://f4d2dcff-d631-43b8-aa25-e7bdff89d6eb | {"asset":{"guid":"uuid://f4d2dcff-d631-43b8-aa25-e7bdff89d6eb","site":"in-blr-ananta","name":"frz-12"}} | [6 empty] | Modbus RTU | [23 empty] | HLI-10 | Proxied Device | [5 empty] | WS/Facilities |  | pvrcontrols_crc202000 | PVRCONTROLS-CRC202000
2690 | Building Management System | FRZ-13 | FRZ-13 | PVR Controls | CRC-202000 | Standard | Serial | FRZ | G |  |  |  | Active | Yes | IN-BLR-ANANTA-FRZ-13_G | uuid://2ba60723-6e28-41c8-b8a3-3ecd5c2c97a1 | {"asset":{"guid":"uuid://2ba60723-6e28-41c8-b8a3-3ecd5c2c97a1","site":"in-blr-ananta","name":"frz-13"}} | [6 empty] | Modbus RTU | [23 empty] | HLI-10 | Proxied Device | [5 empty] | WS/Facilities |  | pvrcontrols_crc202000 | PVRCONTROLS-CRC202000
2690 | Building Management System | FRZ-14 | FRZ-14 | PVR Controls | CRC-202000 | Standard | Serial | FRZ | G |  |  |  | Active | Yes | IN-BLR-ANANTA-FRZ-14_G | uuid://3f146046-f86b-4c24-bc77-e3c67a27cbcb | {"asset":{"guid":"uuid://3f146046-f86b-4c24-bc77-e3c67a27cbcb","site":"in-blr-ananta","name":"frz-14"}} | [6 empty] | Modbus RTU | [23 empty] | HLI-10 | Proxied Device | [5 empty] | WS/Facilities |  | pvrcontrols_crc202000 | PVRCONTROLS-CRC202000
2690 | Building Management System | FRZ-15 | FRZ-15 | PVR Controls | CRC-202000 | Standard | Serial | FRZ | G |  |  |  | Active | Yes | IN-BLR-ANANTA-FRZ-15_G | uuid://3dad4be1-5cc8-4a54-a038-86ccb7702e01 | {"asset":{"guid":"uuid://3dad4be1-5cc8-4a54-a038-86ccb7702e01","site":"in-blr-ananta","name":"frz-15"}} | [6 empty] | Modbus RTU | [23 empty] | HLI-10 | Proxied Device | [5 empty] | WS/Facilities |  | pvrcontrols_crc202000 | PVRCONTROLS-CRC202000
2690 | Building Management System | FRZ-16 | FRZ-16 | PVR Controls | CRC-202000 | Standard | Serial | FRZ | G |  |  |  | Active | Yes | IN-BLR-ANANTA-FRZ-16_G | uuid://0c8f87e9-79c2-402c-a7d7-1668ea30e620 | {"asset":{"guid":"uuid://0c8f87e9-79c2-402c-a7d7-1668ea30e620","site":"in-blr-ananta","name":"frz-16"}} | [6 empty] | Modbus RTU | [23 empty] | HLI-10 | Proxied Device | [5 empty] | WS/Facilities |  | pvrcontrols_crc202000 | PVRCONTROLS-CRC202000
2690 | Building Management System | FRZ-17 | FRZ-17 | PVR Controls | CRC-202000 | Standard | Serial | FRZ | 6 |  |  |  | Active | Yes | IN-BLR-ANANTA-FRZ-17_6 | uuid://f2b1c12d-d282-4b11-8716-de5fc60fa123 | {"asset":{"guid":"uuid://f2b1c12d-d282-4b11-8716-de5fc60fa123","site":"in-blr-ananta","name":"frz-17"}} | [6 empty] | Modbus RTU | [23 empty] | HLI-53 | Proxied Device | [5 empty] | WS/Facilities |  | pvrcontrols_crc202000 | PVRCONTROLS-CRC202000
2690 | Building Management System | FRZ-18 | FRZ-18 | PVR Controls | CRC-202000 | Standard | Serial | FRZ | 6 |  |  |  | Active | Yes | IN-BLR-ANANTA-FRZ-18_6 | uuid://08cb94f9-86ef-4e0f-b0d9-68927d6de36c | {"asset":{"guid":"uuid://08cb94f9-86ef-4e0f-b0d9-68927d6de36c","site":"in-blr-ananta","name":"frz-18"}} | [6 empty] | Modbus RTU | [23 empty] | HLI-53 | Proxied Device | [5 empty] | WS/Facilities |  | pvrcontrols_crc202000 | PVRCONTROLS-CRC202000
2690 | Building Management System | FRZ-19 | FRZ-19 | PVR Controls | CRC-202000 | Standard | Serial | FRZ | 6 |  |  |  | Active | Yes | IN-BLR-ANANTA-FRZ-19_6 | uuid://b4ff875f-8137-47b5-830e-7f6fabb41c51 | {"asset":{"guid":"uuid://b4ff875f-8137-47b5-830e-7f6fabb41c51","site":"in-blr-ananta","name":"frz-19"}} | [6 empty] | Modbus RTU | [23 empty] | HLI-53 | Proxied Device | [5 empty] | WS/Facilities |  | pvrcontrols_crc202000 | PVRCONTROLS-CRC202000
2690 | Building Management System | FRZ-20 | FRZ-20 | PVR Controls | CRC-202000 | Standard | Serial | FRZ | 3 |  |  |  | Active | Yes | IN-BLR-ANANTA-FRZ-20_3 | uuid://096d7cd9-1969-4386-aff0-9fda8e8ddee2 | {"asset":{"guid":"uuid://096d7cd9-1969-4386-aff0-9fda8e8ddee2","site":"in-blr-ananta","name":"frz-20"}} | [6 empty] | Modbus RTU | [23 empty] | HLI-25 | Proxied Device | [5 empty] | WS/Facilities |  | pvrcontrols_crc202000 | PVRCONTROLS-CRC202000
2690 | Building Management System | FRZ-21 | FRZ-21 | PVR Controls | CRC-202000 | Standard | Serial | FRZ | 3 |  |  |  | Active | Yes | IN-BLR-ANANTA-FRZ-21_3 | uuid://77f31329-2399-470e-a228-78ebae18836b | {"asset":{"guid":"uuid://77f31329-2399-470e-a228-78ebae18836b","site":"in-blr-ananta","name":"frz-21"}} | [6 empty] | Modbus RTU | [23 empty] | HLI-25 | Proxied Device | [5 empty] | WS/Facilities |  | pvrcontrols_crc202000 | PVRCONTROLS-CRC202000
2690 | Building Management System | FRZ-22 | FRZ-22 | PVR Controls | CRC-202000 | Standard | Serial | FRZ | 3 |  |  |  | Active | Yes | IN-BLR-ANANTA-FRZ-22_3 | uuid://8ae94520-9a22-4d8b-9047-bbef672d5967 | {"asset":{"guid":"uuid://8ae94520-9a22-4d8b-9047-bbef672d5967","site":"in-blr-ananta","name":"frz-22"}} | [6 empty] | Modbus RTU | [23 empty] | HLI-25 | Proxied Device | [5 empty] | WS/Facilities |  | pvrcontrols_crc202000 | PVRCONTROLS-CRC202000
2690 | Building Management System | FRZ-23 | FRZ-23 | PVR Controls | CRC-202000 | Standard | Serial | FRZ | 3 |  |  |  | Active | Yes | IN-BLR-ANANTA-FRZ-23_3 | uuid://e61a5176-6477-4290-92e8-93442c66545a | {"asset":{"guid":"uuid://e61a5176-6477-4290-92e8-93442c66545a","site":"in-blr-ananta","name":"frz-23"}} | [6 empty] | Modbus RTU | [23 empty] | HLI-25 | Proxied Device | [5 empty] | WS/Facilities |  | pvrcontrols_crc202000 | PVRCONTROLS-CRC202000
2690 | Building Management System | FRZ-24 | FRZ-24 | PVR Controls | CRC-202000 | Standard | Serial | FRZ | 3 |  |  |  | Active | Yes | IN-BLR-ANANTA-FRZ-24_3 | uuid://8458bc94-fc41-4f27-8806-cdfe7e5fce18 | {"asset":{"guid":"uuid://8458bc94-fc41-4f27-8806-cdfe7e5fce18","site":"in-blr-ananta","name":"frz-24"}} | [6 empty] | Modbus RTU | [23 empty] | HLI-25 | Proxied Device | [5 empty] | WS/Facilities |  | pvrcontrols_crc202000 | PVRCONTROLS-CRC202000
2690 | Building Management System | FRZ-25 | FRZ-25 | PVR Controls | CRC-202000 | Standard | Serial | FRZ | 3 |  |  |  | Active | Yes | IN-BLR-ANANTA-FRZ-25_3 | uuid://bdfe4c6b-5be3-429f-a67c-e261e1dcccfd | {"asset":{"guid":"uuid://bdfe4c6b-5be3-429f-a67c-e261e1dcccfd","site":"in-blr-ananta","name":"frz-25"}} | [6 empty] | Modbus RTU | [23 empty] | HLI-25 | Proxied Device | [5 empty] | WS/Facilities |  | pvrcontrols_crc202000 | PVRCONTROLS-CRC202000
| Building Management System | FRZ-26 | FRZ-26 | PVR Controls | CRC-202000 | Standard | Serial | FRZ | 10 |  |  |  | Active | Yes | IN-BLR-ANANTA-FRZ-26_10 | uuid://51b44815-23f2-4f0a-9556-460a8c608620 | {"asset":{"guid":"uuid://51b44815-23f2-4f0a-9556-460a8c608620","site":"in-blr-ananta","name":"frz-26"}} | [39 empty] | pvrcontrols_crc202000 | PVRCONTROLS-CRC202000
| Building Management System | FRZ-27 | FRZ-27 | PVR Controls | CRC-202000 | Standard | Serial | FRZ | 10 |  |  |  | Active | Yes | IN-BLR-ANANTA-FRZ-27_10 | uuid://351932fc-953e-4b9f-8acf-6e8a15a36791 | {"asset":{"guid":"uuid://351932fc-953e-4b9f-8acf-6e8a15a36791","site":"in-blr-ananta","name":"frz-27"}} | [39 empty] | pvrcontrols_crc202000 | PVRCONTROLS-CRC202000
| Building Management System | FRZ-28 | FRZ-28 | PVR Controls | CRC-202000 | Standard | Serial | FRZ | 10 |  |  |  | Active | Yes | IN-BLR-ANANTA-FRZ-28_10 | uuid://f35e9d8e-0d94-4ff3-8322-98e618e76be1 | {"asset":{"guid":"uuid://f35e9d8e-0d94-4ff3-8322-98e618e76be1","site":"in-blr-ananta","name":"frz-28"}} | [39 empty] | pvrcontrols_crc202000 | PVRCONTROLS-CRC202000
2690 | Building Management System | EF-1 | EF-1 | Nicotra | DDMP | Standard | Serial | EF | G | GD25 |  |  | Active | Yes | IN-BLR-ANANTA-EF-1_G | uuid://2bd7bd65-db75-46b9-9f56-32afaf6e32ac | {"asset":{"guid":"uuid://2bd7bd65-db75-46b9-9f56-32afaf6e32ac","site":"in-blr-ananta","name":"ef-1"}} | Airmech | [5 empty] | Modbus RTU |  |  | 3 | [20 empty] | HLI-119 | Proxied Device | Good |  | 10 |  |  | WS/Facilities |  | nicotra_ddmp | NICOTRA-DDMP
2690 | Building Management System | EF-2 | EF-2 | Nicotra | DDMP | Standard | Serial | EF | G | GD28 |  |  | Active | Yes | IN-BLR-ANANTA-EF-2_G | uuid://6c234097-6467-44b5-980b-8515d2b56e10 | {"asset":{"guid":"uuid://6c234097-6467-44b5-980b-8515d2b56e10","site":"in-blr-ananta","name":"ef-2"}} | Airmech | [5 empty] | Modbus RTU |  |  | 2 | [20 empty] | HLI-119 | Proxied Device | Good |  | 10 |  |  | WS/Facilities |  | nicotra_ddmp | NICOTRA-DDMP
2689 | Building Management System | EF-3 | EF-3 | Nicotra | DDMP | Standard | Serial | EF | 4 | 471 |  |  | Active | Yes | IN-BLR-ANANTA-EF-3_4 | uuid://4989fb11-a2dd-4ccd-93a7-d20ef4987841 | {"asset":{"guid":"uuid://4989fb11-a2dd-4ccd-93a7-d20ef4987841","site":"in-blr-ananta","name":"ef-3"}} | Airmech | [5 empty] | Modbus RTU |  |  | 1 | [20 empty] | DDC-30 | Proxied Device | Good |  | 10 |  |  | WS/Facilities |  | nicotra_ddmp | NICOTRA-DDMP
2691 | Building Management System | EF-4 | EF-4 | Nicotra | DDMP | Standard | Serial | EF | 8 | 4V57 |  |  | Active | Yes | IN-BLR-ANANTA-EF-4_8 | uuid://5e717e0b-bc44-4a5a-94b2-ad923fc2a923 | {"asset":{"guid":"uuid://5e717e0b-bc44-4a5a-94b2-ad923fc2a923","site":"in-blr-ananta","name":"ef-4"}} | Airmech | [5 empty] | Modbus RTU |  |  | 3 | [20 empty] | DDC-30 | Proxied Device | Good |  | 10 |  |  | WS/Facilities |  | nicotra_ddmp | NICOTRA-DDMP
2690 | Building Management System | EF-5 | EF-5 | Nicotra | DDMP | Standard | Serial | EF | 8 | 4V57 |  |  | Active | Yes | IN-BLR-ANANTA-EF-5_8 | uuid://9b9013a6-3fb5-4e32-9919-8338c5042c45 | {"asset":{"guid":"uuid://9b9013a6-3fb5-4e32-9919-8338c5042c45","site":"in-blr-ananta","name":"ef-5"}} | Airmech | [5 empty] | Modbus RTU |  |  | 4 | [20 empty] | DDC-30 | Proxied Device | Good |  | 10 |  |  | WS/Facilities |  | nicotra_ddmp | NICOTRA-DDMP
2691 | Building Management System | EF-6 | EF-6 | Nicotra | DDMP | Standard | Serial | EF | 8 | 5D31 |  |  | Active | Yes | IN-BLR-ANANTA-EF-6_8 | uuid://c45f8a61-bb9c-4ebe-a012-c99b5b79850b | {"asset":{"guid":"uuid://c45f8a61-bb9c-4ebe-a012-c99b5b79850b","site":"in-blr-ananta","name":"ef-6"}} | Airmech | [5 empty] | Modbus RTU |  |  | 2 | [20 empty] | HLI-48 | Proxied Device | Good |  | 10 |  |  | WS/Facilities |  | nicotra_ddmp | NICOTRA-DDMP
2690 | Building Management System | EF-7 | EF-7 | Nicotra | DDMP | Standard | Serial | EF | 8 | 5D39 |  |  | Active | Yes | IN-BLR-ANANTA-EF-7_8 | uuid://6631f219-d1b3-40bf-aca4-59e14c4d858f | {"asset":{"guid":"uuid://6631f219-d1b3-40bf-aca4-59e14c4d858f","site":"in-blr-ananta","name":"ef-7"}} | Airmech | [5 empty] | Modbus RTU |  |  | 3 | [20 empty] | HLI-48 | Proxied Device | Good |  | 10 |  |  | WS/Facilities |  | nicotra_ddmp | NICOTRA-DDMP
2690 | Building Management System | VRF-1 | VRF-1 | DAIKIN | DTA116A51 | Standard | Serial | VRF | B1 | CB111 |  |  | Active | Yes | IN-BLR-ANANTA-VRF-1_B1 | uuid://e17a7ac7-372c-4bbe-9702-1d5e9794a269 | {"asset":{"guid":"uuid://e17a7ac7-372c-4bbe-9702-1d5e9794a269","site":"in-blr-ananta","name":"vrf-1"}} | Airmech | [5 empty] | Modbus RTU |  |  | 1 | [20 empty] | HLI-25 | Proxied Device | Good |  | 10 |  |  | WS/Facilities | Total 13nos. of VFR Units are connected in the Common Gateway | daikin_dta116a51 | DAIKIN-DTA116A51
| Building Management System | HM-201 | HM-201 | KAMSTRUP | MULTICAL 603 | Standard | Serial | HM | G | G63 |  |  | Active | Yes | IN-BLR-ANANTA-HM-201_G | uuid://c3020ac6-d063-409b-8258-48940d8e1d6c | {"asset":{"guid":"uuid://c3020ac6-d063-409b-8258-48940d8e1d6c","site":"in-blr-ananta","name":"hm-201"}} | Airmech | [5 empty] | Modbus RTU |  |  | 1 | [21 empty] | Proxied Device | Good |  | 10 |  |  | WS/Facilities |  | kamstrup_multical603 | KAMSTRUP-MULTICAL603
| Building Management System | HM-202 | HM-202 | KAMSTRUP | MULTICAL 603 | Standard | Serial | HM | 1 | 163 |  |  | Active | Yes | IN-BLR-ANANTA-HM-202_1 | uuid://0dede324-e3eb-4d2e-95fd-f55df5946f9f | {"asset":{"guid":"uuid://0dede324-e3eb-4d2e-95fd-f55df5946f9f","site":"in-blr-ananta","name":"hm-202"}} | Airmech | [5 empty] | Modbus RTU |  |  | 2 | [21 empty] | Proxied Device | Good |  | 10 |  |  | WS/Facilities |  | kamstrup_multical603 | KAMSTRUP-MULTICAL603
| Building Management System | HM-203 | HM-203 | KAMSTRUP | MULTICAL 603 | Standard | Serial | HM | 2 | 263 |  |  | Active | Yes | IN-BLR-ANANTA-HM-203_2 | uuid://c1fc3b8c-7b84-4d49-8411-6f9eacaa70f4 | {"asset":{"guid":"uuid://c1fc3b8c-7b84-4d49-8411-6f9eacaa70f4","site":"in-blr-ananta","name":"hm-203"}} | Airmech | [5 empty] | Modbus RTU |  |  | 3 | [21 empty] | Proxied Device | Good |  | 10 |  |  | WS/Facilities |  | kamstrup_multical603 | KAMSTRUP-MULTICAL603
| Building Management System | HM-204 | HM-204 | KAMSTRUP | MULTICAL 603 | Standard | Serial | HM | 3 | 363 |  |  | Active | Yes | IN-BLR-ANANTA-HM-204_3 | uuid://c244de14-9b0f-4810-b812-be5fb7ae184a | {"asset":{"guid":"uuid://c244de14-9b0f-4810-b812-be5fb7ae184a","site":"in-blr-ananta","name":"hm-204"}} | Airmech | [5 empty] | Modbus RTU |  |  | 4 | [21 empty] | Proxied Device | Good |  | 10 |  |  | WS/Facilities |  | kamstrup_multical603 | KAMSTRUP-MULTICAL603
| Building Management System | HM-205 | HM-205 | KAMSTRUP | MULTICAL 603 | Standard | Serial | HM | 4 | 4C35 |  |  | Active | Yes | IN-BLR-ANANTA-HM-205_4 | uuid://77de43ba-8a8f-4079-b6e4-3f36368bdc8a | {"asset":{"guid":"uuid://77de43ba-8a8f-4079-b6e4-3f36368bdc8a","site":"in-blr-ananta","name":"hm-205"}} | Airmech | [5 empty] | Modbus RTU |  |  | 5 | [21 empty] | Proxied Device | Good |  | 10 |  |  | WS/Facilities |  | kamstrup_multical603 | KAMSTRUP-MULTICAL603
| Building Management System | HM-206 | HM-206 | KAMSTRUP | MULTICAL 603 | Standard | Serial | HM | 5 | 563 |  |  | Active | Yes | IN-BLR-ANANTA-HM-206_5 | uuid://2ef84820-3945-44b5-9305-453461fc6236 | {"asset":{"guid":"uuid://2ef84820-3945-44b5-9305-453461fc6236","site":"in-blr-ananta","name":"hm-206"}} | Airmech | [5 empty] | Modbus RTU |  |  | 6 | [21 empty] | Proxied Device | Good |  | 10 |  |  | WS/Facilities |  | kamstrup_multical603 | KAMSTRUP-MULTICAL603
| Building Management System | HM-207 | HM-207 | KAMSTRUP | MULTICAL 603 | Standard | Serial | HM | 6 | 663 |  |  | Active | Yes | IN-BLR-ANANTA-HM-207_6 | uuid://67ff1141-6b19-46c7-8969-b26e835dfc2c | {"asset":{"guid":"uuid://67ff1141-6b19-46c7-8969-b26e835dfc2c","site":"in-blr-ananta","name":"hm-207"}} | Airmech | [5 empty] | Modbus RTU |  |  | 7 | [21 empty] | Proxied Device | Good |  | 10 |  |  | WS/Facilities |  | kamstrup_multical603 | KAMSTRUP-MULTICAL603
| Building Management System | HM-208 | HM-208 | KAMSTRUP | MULTICAL 603 | Standard | Serial | HM | 7 | 763 |  |  | Active | Yes | IN-BLR-ANANTA-HM-208_7 | uuid://f7fc7e35-a4d1-45cc-8468-4deb751b0f1b | {"asset":{"guid":"uuid://f7fc7e35-a4d1-45cc-8468-4deb751b0f1b","site":"in-blr-ananta","name":"hm-208"}} | Airmech | [5 empty] | Modbus RTU |  |  | 8 | [21 empty] | Proxied Device | Good |  | 10 |  |  | WS/Facilities |  | kamstrup_multical603 | KAMSTRUP-MULTICAL603
| Building Management System | HM-209 | HM-209 | KAMSTRUP | MULTICAL 603 | Standard | Serial | HM | 8 | 863 |  |  | Active | Yes | IN-BLR-ANANTA-HM-209_8 | uuid://6f7b650f-ed1f-4af0-8e85-cbab26e02778 | {"asset":{"guid":"uuid://6f7b650f-ed1f-4af0-8e85-cbab26e02778","site":"in-blr-ananta","name":"hm-209"}} | Airmech | [5 empty] | Modbus RTU |  |  | 9 | [21 empty] | Proxied Device | Good |  | 10 |  |  | WS/Facilities |  | kamstrup_multical603 | KAMSTRUP-MULTICAL603
| Building Management System | HM-210 | HM-210 | KAMSTRUP | MULTICAL 603 | Standard | Serial | HM | 9 | 963 |  |  | Active | Yes | IN-BLR-ANANTA-HM-210_9 | uuid://751be76f-62b6-41b4-9ae4-236e012f35db | {"asset":{"guid":"uuid://751be76f-62b6-41b4-9ae4-236e012f35db","site":"in-blr-ananta","name":"hm-210"}} | Airmech | [5 empty] | Modbus RTU |  |  | 10 | [21 empty] | Proxied Device | Good |  | 10 |  |  | WS/Facilities |  | kamstrup_multical603 | KAMSTRUP-MULTICAL603
| Building Management System | HM-211 | HM-211 | KAMSTRUP | MULTICAL 603 | Standard | Serial | HM | 10 | 10C4 |  |  | Active | Yes | IN-BLR-ANANTA-HM-211_10 | uuid://18982db3-1b37-4a5c-8304-4ccc801cb734 | {"asset":{"guid":"uuid://18982db3-1b37-4a5c-8304-4ccc801cb734","site":"in-blr-ananta","name":"hm-211"}} | Airmech | [5 empty] | Modbus RTU |  |  | 11 | [21 empty] | Proxied Device | Good |  | 10 |  |  | WS/Facilities |  | kamstrup_multical603 | KAMSTRUP-MULTICAL603
| Building Management System | HM-212 | HM-212 | KAMSTRUP | MULTICAL 603 | Standard | Serial | HM | 11 | 1163 |  |  | Active | Yes | IN-BLR-ANANTA-HM-212_11 | uuid://c3a1fe56-d169-4a6a-86b1-9d8dcac35663 | {"asset":{"guid":"uuid://c3a1fe56-d169-4a6a-86b1-9d8dcac35663","site":"in-blr-ananta","name":"hm-212"}} | Airmech | [5 empty] | Modbus RTU |  |  | 12 | [21 empty] | Proxied Device | Good |  | 10 |  |  | WS/Facilities |  | kamstrup_multical603 | KAMSTRUP-MULTICAL603
| Building Management System | HM-213 | HM-213 | KAMSTRUP | MULTICAL 603 | Standard | Serial | HM | 1 | 1C44 |  |  | Active | Yes | IN-BLR-ANANTA-HM-213_1 | uuid://42001688-4bd1-411e-8ce6-b5c6b2915102 | {"asset":{"guid":"uuid://42001688-4bd1-411e-8ce6-b5c6b2915102","site":"in-blr-ananta","name":"hm-213"}} | Airmech | [5 empty] | Modbus RTU |  |  | 1 | [21 empty] | Proxied Device | Good |  | 10 |  |  | WS/Facilities |  | kamstrup_multical603 | KAMSTRUP-MULTICAL603
| Building Management System | HM-214 | HM-214 | KAMSTRUP | MULTICAL 603 | Standard | Serial | HM | 2 | 219 |  |  | Active | Yes | IN-BLR-ANANTA-HM-214_2 | uuid://fefb758b-5717-420e-a514-60c0f2a7bebc | {"asset":{"guid":"uuid://fefb758b-5717-420e-a514-60c0f2a7bebc","site":"in-blr-ananta","name":"hm-214"}} | Airmech | [5 empty] | Modbus RTU |  |  | 2 | [21 empty] | Proxied Device | Good |  | 10 |  |  | WS/Facilities |  | kamstrup_multical603 | KAMSTRUP-MULTICAL603
| Building Management System | HM-215 | HM-215 | KAMSTRUP | MULTICAL 603 | Standard | Serial | HM | 3 | 319 |  |  | Active | Yes | IN-BLR-ANANTA-HM-215_3 | uuid://cd4b5128-c50b-48a0-8893-a7db8517fd7f | {"asset":{"guid":"uuid://cd4b5128-c50b-48a0-8893-a7db8517fd7f","site":"in-blr-ananta","name":"hm-215"}} | Airmech | [5 empty] | Modbus RTU |  |  | 3 | [21 empty] | Proxied Device | Good |  | 10 |  |  | WS/Facilities |  | kamstrup_multical603 | KAMSTRUP-MULTICAL603
| Building Management System | HM-216 | HM-216 | KAMSTRUP | MULTICAL 603 | Standard | Serial | HM | 4 | 419 |  |  | Active | Yes | IN-BLR-ANANTA-HM-216_4 | uuid://cdb30245-c459-4427-b3ba-4d445166ae70 | {"asset":{"guid":"uuid://cdb30245-c459-4427-b3ba-4d445166ae70","site":"in-blr-ananta","name":"hm-216"}} | Airmech | [5 empty] | Modbus RTU |  |  | 4 | [21 empty] | Proxied Device | Good |  | 10 |  |  | WS/Facilities |  | kamstrup_multical603 | KAMSTRUP-MULTICAL603
| Building Management System | HM-217 | HM-217 | KAMSTRUP | MULTICAL 603 | Standard | Serial | HM | 5 | 519 |  |  | Active | Yes | IN-BLR-ANANTA-HM-217_5 | uuid://d38539fb-f1a1-4d38-bbed-67eb86b0e3c3 | {"asset":{"guid":"uuid://d38539fb-f1a1-4d38-bbed-67eb86b0e3c3","site":"in-blr-ananta","name":"hm-217"}} | Airmech | [5 empty] | Modbus RTU |  |  | 5 | [21 empty] | Proxied Device | Good |  | 10 |  |  | WS/Facilities |  | kamstrup_multical603 | KAMSTRUP-MULTICAL603
| Building Management System | HM-218 | HM-218 | KAMSTRUP | MULTICAL 603 | Standard | Serial | HM | 6 | 619 |  |  | Active | Yes | IN-BLR-ANANTA-HM-218_6 | uuid://12fac86d-8f80-4478-a50b-dd94afeced40 | {"asset":{"guid":"uuid://12fac86d-8f80-4478-a50b-dd94afeced40","site":"in-blr-ananta","name":"hm-218"}} | Airmech | [5 empty] | Modbus RTU |  |  | 6 | [21 empty] | Proxied Device | Good |  | 10 |  |  | WS/Facilities |  | kamstrup_multical603 | KAMSTRUP-MULTICAL603
| Building Management System | HM-219 | HM-219 | KAMSTRUP | MULTICAL 603 | Standard | Serial | HM | 7 | 719 |  |  | Active | Yes | IN-BLR-ANANTA-HM-219_7 | uuid://9bf9e16f-17f9-4f19-822a-1f6b2978a00c | {"asset":{"guid":"uuid://9bf9e16f-17f9-4f19-822a-1f6b2978a00c","site":"in-blr-ananta","name":"hm-219"}} | Airmech | [5 empty] | Modbus RTU |  |  | 7 | [21 empty] | Proxied Device | Good |  | 10 |  |  | WS/Facilities |  | kamstrup_multical603 | KAMSTRUP-MULTICAL603
| Building Management System | HM-220 | HM-220 | KAMSTRUP | MULTICAL 603 | Standard | Serial | HM | 8 | 819 |  |  | Active | Yes | IN-BLR-ANANTA-HM-220_8 | uuid://9daa67cf-aa99-4af1-9781-57997a53f733 | {"asset":{"guid":"uuid://9daa67cf-aa99-4af1-9781-57997a53f733","site":"in-blr-ananta","name":"hm-220"}} | Airmech | [5 empty] | Modbus RTU |  |  | 8 | [21 empty] | Proxied Device | Good |  | 10 |  |  | WS/Facilities |  | kamstrup_multical603 | KAMSTRUP-MULTICAL603
| Building Management System | HM-221 | HM-221 | KAMSTRUP | MULTICAL 603 | Standard | Serial | HM | 9 | 919 |  |  | Active | Yes | IN-BLR-ANANTA-HM-221_9 | uuid://896c0b7b-3e2f-47c7-bef2-98428801203d | {"asset":{"guid":"uuid://896c0b7b-3e2f-47c7-bef2-98428801203d","site":"in-blr-ananta","name":"hm-221"}} | Airmech | [5 empty] | Modbus RTU |  |  | 9 | [21 empty] | Proxied Device | Good |  | 10 |  |  | WS/Facilities |  | kamstrup_multical603 | KAMSTRUP-MULTICAL603
| Building Management System | HM-222 | HM-222 | KAMSTRUP | MULTICAL 603 | Standard | Serial | HM | 10 | 1019 |  |  | Active | Yes | IN-BLR-ANANTA-HM-222_10 | uuid://64d539b4-16a1-4481-b3cb-4aeb80f8e16f | {"asset":{"guid":"uuid://64d539b4-16a1-4481-b3cb-4aeb80f8e16f","site":"in-blr-ananta","name":"hm-222"}} | Airmech | [5 empty] | Modbus RTU |  |  | 10 | [21 empty] | Proxied Device | Good |  | 10 |  |  | WS/Facilities |  | kamstrup_multical603 | KAMSTRUP-MULTICAL603
| Building Management System | HM-223 | HM-223 | KAMSTRUP | MULTICAL 603 | Standard | Serial | HM | 11 | 1119 |  |  | Active | Yes | IN-BLR-ANANTA-HM-223_11 | uuid://b212a321-a382-40b9-b583-264d2b7d61fc | {"asset":{"guid":"uuid://b212a321-a382-40b9-b583-264d2b7d61fc","site":"in-blr-ananta","name":"hm-223"}} | Airmech | [5 empty] | Modbus RTU |  |  | 11 | [21 empty] | Proxied Device | Good |  | 10 |  |  | WS/Facilities |  | kamstrup_multical603 | KAMSTRUP-MULTICAL603
| Building Management System | HM-224 | HM-224 | KAMSTRUP | MULTICAL 603 | Standard | Serial | HM | G | GI46 |  |  | Active | Yes | IN-BLR-ANANTA-HM-224_G | uuid://379dc1fc-2648-49ce-8135-ed50ce261a70 | {"asset":{"guid":"uuid://379dc1fc-2648-49ce-8135-ed50ce261a70","site":"in-blr-ananta","name":"hm-224"}} | Airmech | [5 empty] | Modbus RTU |  |  | 1 | [21 empty] | Proxied Device | Good |  | 10 |  |  | WS/Facilities |  | kamstrup_multical603 | KAMSTRUP-MULTICAL603
| Building Management System | HM-225 | HM-225 | KAMSTRUP | MULTICAL 603 | Standard | Serial | HM | 1 | 1B27 |  |  | Active | Yes | IN-BLR-ANANTA-HM-225_1 | uuid://c6f9b275-d503-4748-802e-00dc5e9b191c | {"asset":{"guid":"uuid://c6f9b275-d503-4748-802e-00dc5e9b191c","site":"in-blr-ananta","name":"hm-225"}} | Airmech | [5 empty] | Modbus RTU |  |  | 2 | [21 empty] | Proxied Device | Good |  | 10 |  |  | WS/Facilities |  | kamstrup_multical603 | KAMSTRUP-MULTICAL603
| Building Management System | HM-226 | HM-226 | KAMSTRUP | MULTICAL 603 | Standard | Serial | HM | 2 | 233 |  |  | Active | Yes | IN-BLR-ANANTA-HM-226_2 | uuid://2ecde826-c5d6-44b3-9606-90d48be8023c | {"asset":{"guid":"uuid://2ecde826-c5d6-44b3-9606-90d48be8023c","site":"in-blr-ananta","name":"hm-226"}} | Airmech | [5 empty] | Modbus RTU |  |  | 3 | [21 empty] | Proxied Device | Good |  | 10 |  |  | WS/Facilities |  | kamstrup_multical603 | KAMSTRUP-MULTICAL603
| Building Management System | HM-227 | HM-227 | KAMSTRUP | MULTICAL 603 | Standard | Serial | HM | 3 | 333 |  |  | Active | Yes | IN-BLR-ANANTA-HM-227_3 | uuid://a6fb62df-aabf-4650-84bc-6ac3e43b3c09 | {"asset":{"guid":"uuid://a6fb62df-aabf-4650-84bc-6ac3e43b3c09","site":"in-blr-ananta","name":"hm-227"}} | Airmech | [5 empty] | Modbus RTU |  |  | 4 | [21 empty] | Proxied Device | Good |  | 10 |  |  | WS/Facilities |  | kamstrup_multical603 | KAMSTRUP-MULTICAL603
| Building Management System | HM-228 | HM-228 | KAMSTRUP | MULTICAL 603 | Standard | Serial | HM | 4 | 433 |  |  | Active | Yes | IN-BLR-ANANTA-HM-228_4 | uuid://d091de24-ae00-42e1-ac15-61b585668fa7 | {"asset":{"guid":"uuid://d091de24-ae00-42e1-ac15-61b585668fa7","site":"in-blr-ananta","name":"hm-228"}} | Airmech | [5 empty] | Modbus RTU |  |  | 5 | [21 empty] | Proxied Device | Good |  | 10 |  |  | WS/Facilities |  | kamstrup_multical603 | KAMSTRUP-MULTICAL603
| Building Management System | HM-229 | HM-229 | KAMSTRUP | MULTICAL 603 | Standard | Serial | HM | 5 | 533 |  |  | Active | Yes | IN-BLR-ANANTA-HM-229_5 | uuid://42f8e814-2de3-45c6-abbc-c906354893e4 | {"asset":{"guid":"uuid://42f8e814-2de3-45c6-abbc-c906354893e4","site":"in-blr-ananta","name":"hm-229"}} | Airmech | [5 empty] | Modbus RTU |  |  | 6 | [21 empty] | Proxied Device | Good |  | 10 |  |  | WS/Facilities |  | kamstrup_multical603 | KAMSTRUP-MULTICAL603
| Building Management System | HM-230 | HM-230 | KAMSTRUP | MULTICAL 603 | Standard | Serial | HM | 6 | 633 |  |  | Active | Yes | IN-BLR-ANANTA-HM-230_6 | uuid://1951613d-f605-4fac-aba0-ee61cd305716 | {"asset":{"guid":"uuid://1951613d-f605-4fac-aba0-ee61cd305716","site":"in-blr-ananta","name":"hm-230"}} | Airmech | [5 empty] | Modbus RTU |  |  | 7 | [21 empty] | Proxied Device | Good |  | 10 |  |  | WS/Facilities |  | kamstrup_multical603 | KAMSTRUP-MULTICAL603
| Building Management System | HM-231 | HM-231 | KAMSTRUP | MULTICAL 603 | Standard | Serial | HM | 7 | 733 |  |  | Active | Yes | IN-BLR-ANANTA-HM-231_7 | uuid://f8b80fb3-de12-4cd6-a7bc-ef90a586d985 | {"asset":{"guid":"uuid://f8b80fb3-de12-4cd6-a7bc-ef90a586d985","site":"in-blr-ananta","name":"hm-231"}} | Airmech | [5 empty] | Modbus RTU |  |  | 8 | [21 empty] | Proxied Device | Good |  | 10 |  |  | WS/Facilities |  | kamstrup_multical603 | KAMSTRUP-MULTICAL603
| Building Management System | HM-232 | HM-232 | KAMSTRUP | MULTICAL 603 | Standard | Serial | HM | 8 | 833 |  |  | Active | Yes | IN-BLR-ANANTA-HM-232_8 | uuid://5cd5c9a2-d510-425c-9449-599dff84accc | {"asset":{"guid":"uuid://5cd5c9a2-d510-425c-9449-599dff84accc","site":"in-blr-ananta","name":"hm-232"}} | Airmech | [5 empty] | Modbus RTU |  |  | 9 | [21 empty] | Proxied Device | Good |  | 10 |  |  | WS/Facilities |  | kamstrup_multical603 | KAMSTRUP-MULTICAL603
| Building Management System | HM-233 | HM-233 | KAMSTRUP | MULTICAL 603 | Standard | Serial | HM | 9 | 933 |  |  | Active | Yes | IN-BLR-ANANTA-HM-233_9 | uuid://db58de2b-2ff5-4662-8b17-2479e4dd8e55 | {"asset":{"guid":"uuid://db58de2b-2ff5-4662-8b17-2479e4dd8e55","site":"in-blr-ananta","name":"hm-233"}} | Airmech | [5 empty] | Modbus RTU |  |  | 10 | [21 empty] | Proxied Device | Good |  | 10 |  |  | WS/Facilities |  | kamstrup_multical603 | KAMSTRUP-MULTICAL603
| Building Management System | HM-234 | HM-234 | KAMSTRUP | MULTICAL 603 | Standard | Serial | HM | 10 | 1033 |  |  | Active | Yes | IN-BLR-ANANTA-HM-234_10 | uuid://1e065350-8cf3-49c6-a9ec-194a01ca7b08 | {"asset":{"guid":"uuid://1e065350-8cf3-49c6-a9ec-194a01ca7b08","site":"in-blr-ananta","name":"hm-234"}} | Airmech | [5 empty] | Modbus RTU |  |  | 11 | [21 empty] | Proxied Device | Good |  | 10 |  |  | WS/Facilities |  | kamstrup_multical603 | KAMSTRUP-MULTICAL603
| Building Management System | HM-235 | HM-235 | KAMSTRUP | MULTICAL 603 | Standard | Serial | HM | 11 | 1133 |  |  | Active | Yes | IN-BLR-ANANTA-HM-235_11 | uuid://4e76bbe3-a195-4941-b0cb-82f71b95fbc6 | {"asset":{"guid":"uuid://4e76bbe3-a195-4941-b0cb-82f71b95fbc6","site":"in-blr-ananta","name":"hm-235"}} | Airmech | [5 empty] | Modbus RTU |  |  | 12 | [21 empty] | Proxied Device | Good |  | 10 |  |  | WS/Facilities |  | kamstrup_multical603 | KAMSTRUP-MULTICAL603
| Building Management System | HM-236 | HM-236 | KAMSTRUP | MULTICAL 603 | Standard | Serial | HM | G | GA7 |  |  | Active | Yes | IN-BLR-ANANTA-HM-236_G | uuid://618b0208-5f69-4674-aab9-adfdcd9c4af1 | {"asset":{"guid":"uuid://618b0208-5f69-4674-aab9-adfdcd9c4af1","site":"in-blr-ananta","name":"hm-236"}} | Airmech | [5 empty] | Modbus RTU |  |  | 1 | [21 empty] | Proxied Device | Good |  | 10 |  |  | WS/Facilities |  | kamstrup_multical603 | KAMSTRUP-MULTICAL603
| Building Management System | HM-237 | HM-237 | KAMSTRUP | MULTICAL 603 | Standard | Serial | HM | 1 | 1A31 |  |  | Active | Yes | IN-BLR-ANANTA-HM-237_1 | uuid://aea47224-decb-4536-b17c-b325b434c4ad | {"asset":{"guid":"uuid://aea47224-decb-4536-b17c-b325b434c4ad","site":"in-blr-ananta","name":"hm-237"}} | Airmech | [5 empty] | Modbus RTU |  |  | 2 | [21 empty] | Proxied Device | Good |  | 10 |  |  | WS/Facilities |  | kamstrup_multical603 | KAMSTRUP-MULTICAL603
| Building Management System | HM-238 | HM-238 | KAMSTRUP | MULTICAL 603 | Standard | Serial | HM | 2 | 234 |  |  | Active | Yes | IN-BLR-ANANTA-HM-238_2 | uuid://66214d30-efaa-499c-8303-6dea96a2d285 | {"asset":{"guid":"uuid://66214d30-efaa-499c-8303-6dea96a2d285","site":"in-blr-ananta","name":"hm-238"}} | Airmech | [5 empty] | Modbus RTU |  |  | 3 | [21 empty] | Proxied Device | Good |  | 10 |  |  | WS/Facilities |  | kamstrup_multical603 | KAMSTRUP-MULTICAL603
| Building Management System | HM-239 | HM-239 | KAMSTRUP | MULTICAL 603 | Standard | Serial | HM | 3 | 334 |  |  | Active | Yes | IN-BLR-ANANTA-HM-239_3 | uuid://a00024c2-36b5-47d0-98d4-e248f8b0bf7e | {"asset":{"guid":"uuid://a00024c2-36b5-47d0-98d4-e248f8b0bf7e","site":"in-blr-ananta","name":"hm-239"}} | Airmech | [5 empty] | Modbus RTU |  |  | 4 | [21 empty] | Proxied Device | Good |  | 10 |  |  | WS/Facilities |  | kamstrup_multical603 | KAMSTRUP-MULTICAL603
| Building Management System | HM-240 | HM-240 | KAMSTRUP | MULTICAL 603 | Standard | Serial | HM | 4 | 434 |  |  | Active | Yes | IN-BLR-ANANTA-HM-240_4 | uuid://709b3852-9d06-4feb-9c85-4ec48b9441fb | {"asset":{"guid":"uuid://709b3852-9d06-4feb-9c85-4ec48b9441fb","site":"in-blr-ananta","name":"hm-240"}} | Airmech | [5 empty] | Modbus RTU |  |  | 5 | [21 empty] | Proxied Device | Good |  | 10 |  |  | WS/Facilities |  | kamstrup_multical603 | KAMSTRUP-MULTICAL603
| Building Management System | HM-241 | HM-241 | KAMSTRUP | MULTICAL 603 | Standard | Serial | HM | 5 | 534 |  |  | Active | Yes | IN-BLR-ANANTA-HM-241_5 | uuid://7e04022e-6c2a-4a7a-84ad-94f024b0d073 | {"asset":{"guid":"uuid://7e04022e-6c2a-4a7a-84ad-94f024b0d073","site":"in-blr-ananta","name":"hm-241"}} | Airmech | [5 empty] | Modbus RTU |  |  | 6 | [21 empty] | Proxied Device | Good |  | 10 |  |  | WS/Facilities |  | kamstrup_multical603 | KAMSTRUP-MULTICAL603
| Building Management System | HM-242 | HM-242 | KAMSTRUP | MULTICAL 603 | Standard | Serial | HM | 6 | 634 |  |  | Active | Yes | IN-BLR-ANANTA-HM-242_6 | uuid://9131e3ac-be6c-46f5-9055-ad4afd573826 | {"asset":{"guid":"uuid://9131e3ac-be6c-46f5-9055-ad4afd573826","site":"in-blr-ananta","name":"hm-242"}} | Airmech | [5 empty] | Modbus RTU |  |  | 7 | [21 empty] | Proxied Device | Good |  | 10 |  |  | WS/Facilities |  | kamstrup_multical603 | KAMSTRUP-MULTICAL603
| Building Management System | HM-243 | HM-243 | KAMSTRUP | MULTICAL 603 | Standard | Serial | HM | 7 | 734 |  |  | Active | Yes | IN-BLR-ANANTA-HM-243_7 | uuid://525ed535-8534-4682-8a1e-2056b5b60faf | {"asset":{"guid":"uuid://525ed535-8534-4682-8a1e-2056b5b60faf","site":"in-blr-ananta","name":"hm-243"}} | Airmech | [5 empty] | Modbus RTU |  |  | 8 | [21 empty] | Proxied Device | Good |  | 10 |  |  | WS/Facilities |  | kamstrup_multical603 | KAMSTRUP-MULTICAL603
| Building Management System | HM-244 | HM-244 | KAMSTRUP | MULTICAL 603 | Standard | Serial | HM | 8 | 834 |  |  | Active | Yes | IN-BLR-ANANTA-HM-244_8 | uuid://2f7d6d18-4118-4c6a-b18d-14726287eecf | {"asset":{"guid":"uuid://2f7d6d18-4118-4c6a-b18d-14726287eecf","site":"in-blr-ananta","name":"hm-244"}} | Airmech | [5 empty] | Modbus RTU |  |  | 9 | [21 empty] | Proxied Device | Good |  | 10 |  |  | WS/Facilities |  | kamstrup_multical603 | KAMSTRUP-MULTICAL603
| Building Management System | HM-245 | HM-245 | KAMSTRUP | MULTICAL 603 | Standard | Serial | HM | 9 | 934 |  |  | Active | Yes | IN-BLR-ANANTA-HM-245_9 | uuid://ce55acc8-0693-43f3-bc7f-3ab0a4769e16 | {"asset":{"guid":"uuid://ce55acc8-0693-43f3-bc7f-3ab0a4769e16","site":"in-blr-ananta","name":"hm-245"}} | Airmech | [5 empty] | Modbus RTU |  |  | 10 | [21 empty] | Proxied Device | Good |  | 10 |  |  | WS/Facilities |  | kamstrup_multical603 | KAMSTRUP-MULTICAL603
| Building Management System | HM-246 | HM-246 | KAMSTRUP | MULTICAL 603 | Standard | Serial | HM | 10 | 1034 |  |  | Active | Yes | IN-BLR-ANANTA-HM-246_10 | uuid://4457c2da-eb77-4762-a502-b49eefb5185a | {"asset":{"guid":"uuid://4457c2da-eb77-4762-a502-b49eefb5185a","site":"in-blr-ananta","name":"hm-246"}} | Airmech | [5 empty] | Modbus RTU |  |  | 11 | [21 empty] | Proxied Device | Good |  | 10 |  |  | WS/Facilities |  | kamstrup_multical603 | KAMSTRUP-MULTICAL603
| Building Management System | HM-247 | HM-247 | KAMSTRUP | MULTICAL 603 | Standard | Serial | HM | 11 | 1134 |  |  | Active | Yes | IN-BLR-ANANTA-HM-247_11 | uuid://deb4c721-aea8-4b22-b747-175bda38a801 | {"asset":{"guid":"uuid://deb4c721-aea8-4b22-b747-175bda38a801","site":"in-blr-ananta","name":"hm-247"}} | Airmech | [5 empty] | Modbus RTU |  |  | 12 | [21 empty] | Proxied Device | Good |  | 10 |  |  | WS/Facilities |  | kamstrup_multical603 | KAMSTRUP-MULTICAL603
| Building Management System | HM-248 | HM-248 | KAMSTRUP | MULTICAL 603 | Standard | Serial | HM | G | CG55 |  |  | Active | Yes | IN-BLR-ANANTA-HM-248_G | uuid://cf6302c2-7440-4f9b-aa7e-320101a3c8f2 | {"asset":{"guid":"uuid://cf6302c2-7440-4f9b-aa7e-320101a3c8f2","site":"in-blr-ananta","name":"hm-248"}} | Airmech | [5 empty] | Modbus RTU |  |  | 1 | [21 empty] | Proxied Device | Good |  | 10 |  |  | WS/Facilities |  | kamstrup_multical603 | KAMSTRUP-MULTICAL603
| Building Management System | HM-249 | HM-249 | KAMSTRUP | MULTICAL 603 | Standard | Serial | HM | 1 | 175 |  |  | Active | Yes | IN-BLR-ANANTA-HM-249_1 | uuid://e2946495-dc81-4c2b-805e-f0d323e59fd2 | {"asset":{"guid":"uuid://e2946495-dc81-4c2b-805e-f0d323e59fd2","site":"in-blr-ananta","name":"hm-249"}} | Airmech | [5 empty] | Modbus RTU |  |  | 2 | [21 empty] | Proxied Device | Good |  | 10 |  |  | WS/Facilities |  | kamstrup_multical603 | KAMSTRUP-MULTICAL603
| Building Management System | HM-250 | HM-250 | KAMSTRUP | MULTICAL 603 | Standard | Serial | HM | 2 | 275 |  |  | Active | Yes | IN-BLR-ANANTA-HM-250_2 | uuid://bef67e8b-7ba6-44f7-ac09-a8201e85c6ba | {"asset":{"guid":"uuid://bef67e8b-7ba6-44f7-ac09-a8201e85c6ba","site":"in-blr-ananta","name":"hm-250"}} | Airmech | [5 empty] | Modbus RTU |  |  | 3 | [21 empty] | Proxied Device | Good |  | 10 |  |  | WS/Facilities |  | kamstrup_multical603 | KAMSTRUP-MULTICAL603
| Building Management System | HM-251 | HM-251 | KAMSTRUP | MULTICAL 603 | Standard | Serial | HM | 3 | 375 |  |  | Active | Yes | IN-BLR-ANANTA-HM-251_3 | uuid://6fee4ac2-9bc0-4bf9-8194-c3e8133c5479 | {"asset":{"guid":"uuid://6fee4ac2-9bc0-4bf9-8194-c3e8133c5479","site":"in-blr-ananta","name":"hm-251"}} | Airmech | [5 empty] | Modbus RTU |  |  | 4 | [21 empty] | Proxied Device | Good |  | 10 |  |  | WS/Facilities |  | kamstrup_multical603 | KAMSTRUP-MULTICAL603
| Building Management System | HM-252 | HM-252 | KAMSTRUP | MULTICAL 603 | Standard | Serial | HM | 4 | 475 |  |  | Active | Yes | IN-BLR-ANANTA-HM-252_4 | uuid://6dd5d8ed-8044-4e4b-ac6b-575e71872c2b | {"asset":{"guid":"uuid://6dd5d8ed-8044-4e4b-ac6b-575e71872c2b","site":"in-blr-ananta","name":"hm-252"}} | Airmech | [5 empty] | Modbus RTU |  |  | 5 | [21 empty] | Proxied Device | Good |  | 10 |  |  | WS/Facilities |  | kamstrup_multical603 | KAMSTRUP-MULTICAL603
| Building Management System | HM-253 | HM-253 | KAMSTRUP | MULTICAL 603 | Standard | Serial | HM | 5 | 575 |  |  | Active | Yes | IN-BLR-ANANTA-HM-253_5 | uuid://91d18aed-f729-4948-8863-42cb2944d006 | {"asset":{"guid":"uuid://91d18aed-f729-4948-8863-42cb2944d006","site":"in-blr-ananta","name":"hm-253"}} | Airmech | [5 empty] | Modbus RTU |  |  | 6 | [21 empty] | Proxied Device | Good |  | 10 |  |  | WS/Facilities |  | kamstrup_multical603 | KAMSTRUP-MULTICAL603
| Building Management System | HM-254 | HM-254 | KAMSTRUP | MULTICAL 603 | Standard | Serial | HM | 6 | 675 |  |  | Active | Yes | IN-BLR-ANANTA-HM-254_6 | uuid://5e466cd5-5e15-40a5-a336-ce3c2ee6217c | {"asset":{"guid":"uuid://5e466cd5-5e15-40a5-a336-ce3c2ee6217c","site":"in-blr-ananta","name":"hm-254"}} | Airmech | [5 empty] | Modbus RTU |  |  | 7 | [21 empty] | Proxied Device | Good |  | 10 |  |  | WS/Facilities |  | kamstrup_multical603 | KAMSTRUP-MULTICAL603
| Building Management System | HM-255 | HM-255 | KAMSTRUP | MULTICAL 603 | Standard | Serial | HM | 7 | 775 |  |  | Active | Yes | IN-BLR-ANANTA-HM-255_7 | uuid://e52e24b4-743c-4ea7-bf48-2b0208e1cbe8 | {"asset":{"guid":"uuid://e52e24b4-743c-4ea7-bf48-2b0208e1cbe8","site":"in-blr-ananta","name":"hm-255"}} | Airmech | [5 empty] | Modbus RTU |  |  | 8 | [21 empty] | Proxied Device | Good |  | 10 |  |  | WS/Facilities |  | kamstrup_multical603 | KAMSTRUP-MULTICAL603
| Building Management System | HM-256 | HM-256 | KAMSTRUP | MULTICAL 603 | Standard | Serial | HM | 8 | 875 |  |  | Active | Yes | IN-BLR-ANANTA-HM-256_8 | uuid://f1a9a985-26a3-4da3-a49e-b18b9e1341f0 | {"asset":{"guid":"uuid://f1a9a985-26a3-4da3-a49e-b18b9e1341f0","site":"in-blr-ananta","name":"hm-256"}} | Airmech | [5 empty] | Modbus RTU |  |  | 9 | [21 empty] | Proxied Device | Good |  | 10 |  |  | WS/Facilities |  | kamstrup_multical603 | KAMSTRUP-MULTICAL603
| Building Management System | HM-257 | HM-257 | KAMSTRUP | MULTICAL 603 | Standard | Serial | HM | 9 | 975 |  |  | Active | Yes | IN-BLR-ANANTA-HM-257_9 | uuid://babd2721-d5a5-47e3-a0cd-2f62599784c0 | {"asset":{"guid":"uuid://babd2721-d5a5-47e3-a0cd-2f62599784c0","site":"in-blr-ananta","name":"hm-257"}} | Airmech | [5 empty] | Modbus RTU |  |  | 10 | [21 empty] | Proxied Device | Good |  | 10 |  |  | WS/Facilities |  | kamstrup_multical603 | KAMSTRUP-MULTICAL603
| Building Management System | HM-258 | HM-258 | KAMSTRUP | MULTICAL 603 | Standard | Serial | HM | 10 | 1075 |  |  | Active | Yes | IN-BLR-ANANTA-HM-258_10 | uuid://1fd2a898-fc32-4442-9395-dfa7ec99be0a | {"asset":{"guid":"uuid://1fd2a898-fc32-4442-9395-dfa7ec99be0a","site":"in-blr-ananta","name":"hm-258"}} | Airmech | [5 empty] | Modbus RTU |  |  | 11 | [21 empty] | Proxied Device | Good |  | 10 |  |  | WS/Facilities |  | kamstrup_multical603 | KAMSTRUP-MULTICAL603
| Building Management System | HM-259 | HM-259 | KAMSTRUP | MULTICAL 603 | Standard | Serial | HM | 11 | 1175 |  |  | Active | Yes | IN-BLR-ANANTA-HM-259_11 | uuid://1daf0187-4f10-4a12-aad1-fb8d0d4f8e80 | {"asset":{"guid":"uuid://1daf0187-4f10-4a12-aad1-fb8d0d4f8e80","site":"in-blr-ananta","name":"hm-259"}} | Airmech | [5 empty] | Modbus RTU |  |  | 12 | [21 empty] | Proxied Device | Good |  | 10 |  |  | WS/Facilities |  | kamstrup_multical603 | KAMSTRUP-MULTICAL603
| Building Management System | HM-260 | HM-260 | KAMSTRUP | MULTICAL 603 | Standard | Serial | HM | 1 | 1D96 |  |  | Active | Yes | IN-BLR-ANANTA-HM-260_1 | uuid://11f8e769-24ac-4d38-aae3-bcb19ba00557 | {"asset":{"guid":"uuid://11f8e769-24ac-4d38-aae3-bcb19ba00557","site":"in-blr-ananta","name":"hm-260"}} | Airmech | [5 empty] | Modbus RTU |  |  | 1 | [21 empty] | Proxied Device | Good |  | 10 |  |  | WS/Facilities |  | kamstrup_multical603 | KAMSTRUP-MULTICAL603
| Building Management System | HM-261 | HM-261 | KAMSTRUP | MULTICAL 603 | Standard | Serial | HM | 2 | 248 |  |  | Active | Yes | IN-BLR-ANANTA-HM-261_2 | uuid://c5de5d86-98d8-4386-9d19-1f185fcd676d | {"asset":{"guid":"uuid://c5de5d86-98d8-4386-9d19-1f185fcd676d","site":"in-blr-ananta","name":"hm-261"}} | Airmech | [5 empty] | Modbus RTU |  |  | 2 | [21 empty] | Proxied Device | Good |  | 10 |  |  | WS/Facilities |  | kamstrup_multical603 | KAMSTRUP-MULTICAL603
| Building Management System | HM-262 | HM-262 | KAMSTRUP | MULTICAL 603 | Standard | Serial | HM | 3 | 348 |  |  | Active | Yes | IN-BLR-ANANTA-HM-262_3 | uuid://295930c3-52c2-4e61-a183-05440433ad41 | {"asset":{"guid":"uuid://295930c3-52c2-4e61-a183-05440433ad41","site":"in-blr-ananta","name":"hm-262"}} | Airmech | [5 empty] | Modbus RTU |  |  | 3 | [21 empty] | Proxied Device | Good |  | 10 |  |  | WS/Facilities |  | kamstrup_multical603 | KAMSTRUP-MULTICAL603
| Building Management System | HM-263 | HM-263 | KAMSTRUP | MULTICAL 603 | Standard | Serial | HM | 4 | 448 |  |  | Active | Yes | IN-BLR-ANANTA-HM-263_4 | uuid://1a3d6c51-f648-4d70-8788-cb3a3290b6f1 | {"asset":{"guid":"uuid://1a3d6c51-f648-4d70-8788-cb3a3290b6f1","site":"in-blr-ananta","name":"hm-263"}} | Airmech | [5 empty] | Modbus RTU |  |  | 4 | [21 empty] | Proxied Device | Good |  | 10 |  |  | WS/Facilities |  | kamstrup_multical603 | KAMSTRUP-MULTICAL603
| Building Management System | HM-264 | HM-264 | KAMSTRUP | MULTICAL 603 | Standard | Serial | HM | 5 | 548 |  |  | Active | Yes | IN-BLR-ANANTA-HM-264_5 | uuid://ca91c370-aba1-4f5c-9bf0-911d87ff445f | {"asset":{"guid":"uuid://ca91c370-aba1-4f5c-9bf0-911d87ff445f","site":"in-blr-ananta","name":"hm-264"}} | Airmech | [5 empty] | Modbus RTU |  |  | 5 | [21 empty] | Proxied Device | Good |  | 10 |  |  | WS/Facilities |  | kamstrup_multical603 | KAMSTRUP-MULTICAL603
| Building Management System | HM-265 | HM-265 | KAMSTRUP | MULTICAL 603 | Standard | Serial | HM | 6 | 648 |  |  | Active | Yes | IN-BLR-ANANTA-HM-265_6 | uuid://e62e15ea-ace5-482e-9335-ed28cca7063e | {"asset":{"guid":"uuid://e62e15ea-ace5-482e-9335-ed28cca7063e","site":"in-blr-ananta","name":"hm-265"}} | Airmech | [5 empty] | Modbus RTU |  |  | 6 | [21 empty] | Proxied Device | Good |  | 10 |  |  | WS/Facilities |  | kamstrup_multical603 | KAMSTRUP-MULTICAL603
| Building Management System | HM-266 | HM-266 | KAMSTRUP | MULTICAL 603 | Standard | Serial | HM | 7 | 748 |  |  | Active | Yes | IN-BLR-ANANTA-HM-266_7 | uuid://c65fc86b-d080-4f2e-9a1d-1283a9a29d75 | {"asset":{"guid":"uuid://c65fc86b-d080-4f2e-9a1d-1283a9a29d75","site":"in-blr-ananta","name":"hm-266"}} | Airmech | [5 empty] | Modbus RTU |  |  | 7 | [21 empty] | Proxied Device | Good |  | 10 |  |  | WS/Facilities |  | kamstrup_multical603 | KAMSTRUP-MULTICAL603
| Building Management System | HM-267 | HM-267 | KAMSTRUP | MULTICAL 603 | Standard | Serial | HM | 8 | 848 |  |  | Active | Yes | IN-BLR-ANANTA-HM-267_8 | uuid://c44b643d-0a77-4673-be52-1235ffbae5e7 | {"asset":{"guid":"uuid://c44b643d-0a77-4673-be52-1235ffbae5e7","site":"in-blr-ananta","name":"hm-267"}} | Airmech | [5 empty] | Modbus RTU |  |  | 8 | [21 empty] | Proxied Device | Good |  | 10 |  |  | WS/Facilities |  | kamstrup_multical603 | KAMSTRUP-MULTICAL603
| Building Management System | HM-268 | HM-268 | KAMSTRUP | MULTICAL 603 | Standard | Serial | HM | 9 | 948 |  |  | Active | Yes | IN-BLR-ANANTA-HM-268_9 | uuid://59ea025f-a3f3-4b2a-98f4-d270a10b6309 | {"asset":{"guid":"uuid://59ea025f-a3f3-4b2a-98f4-d270a10b6309","site":"in-blr-ananta","name":"hm-268"}} | Airmech | [5 empty] | Modbus RTU |  |  | 9 | [21 empty] | Proxied Device | Good |  | 10 |  |  | WS/Facilities |  | kamstrup_multical603 | KAMSTRUP-MULTICAL603
| Building Management System | HM-269 | HM-269 | KAMSTRUP | MULTICAL 603 | Standard | Serial | HM | 10 | 1048 |  |  | Active | Yes | IN-BLR-ANANTA-HM-269_10 | uuid://6320edec-e530-49bf-b5d1-927fa1e8cdf9 | {"asset":{"guid":"uuid://6320edec-e530-49bf-b5d1-927fa1e8cdf9","site":"in-blr-ananta","name":"hm-269"}} | Airmech | [5 empty] | Modbus RTU |  |  | 10 | [21 empty] | Proxied Device | Good |  | 10 |  |  | WS/Facilities |  | kamstrup_multical603 | KAMSTRUP-MULTICAL603
| Building Management System | HM-270 | HM-270 | KAMSTRUP | MULTICAL 603 | Standard | Serial | HM | 11 | 1148 |  |  | Active | Yes | IN-BLR-ANANTA-HM-270_11 | uuid://6e3cdbdd-20d9-450b-b536-b07ffecc1e48 | {"asset":{"guid":"uuid://6e3cdbdd-20d9-450b-b536-b07ffecc1e48","site":"in-blr-ananta","name":"hm-270"}} | Airmech | [5 empty] | Modbus RTU |  |  | 11 | [21 empty] | Proxied Device | Good |  | 10 |  |  | WS/Facilities |  | kamstrup_multical603 | KAMSTRUP-MULTICAL603
2690 | Building Management System | FAN-1 | AHU07 FAN01 | EATON | R3G630-RB32-03 | Standard | Serial | FAN | G | GI46 |  |  | Active | Yes | IN-BLR-ANANTA-FAN-1_G | uuid://5548b661-36b3-4ff4-a99f-ee67a97b90f5 | {"asset":{"guid":"uuid://5548b661-36b3-4ff4-a99f-ee67a97b90f5","site":"in-blr-ananta","name":"fan-1"}} | Airmech | [5 empty] | Modbus RTU |  |  | 77 | [20 empty] | HLI-206 | Proxied Device | Good |  | 10 |  |  | WS/Facilities |  | eaton_r3g630rb3203 | EATON-R3G630RB3203
2690 | Building Management System | FAN-2 | AHU07 FAN02 | EATON | 93PR | Standard | Serial | FAN | G | GI46 |  |  | Active | Yes | IN-BLR-ANANTA-FAN-2_G | uuid://e522f561-ef9e-4cdf-a564-2d620e3c5300 | {"asset":{"guid":"uuid://e522f561-ef9e-4cdf-a564-2d620e3c5300","site":"in-blr-ananta","name":"fan-2"}} | Airmech | [5 empty] | Modbus RTU |  |  | 78 | [20 empty] | HLI-206 | Proxied Device | Good |  | 10 |  |  | WS/Facilities |  | eaton_93pr | EATON-93PR
2690 | Building Management System | FAN-3 | AHU07 FAN03 | EATON | 93PR | Standard | Serial | FAN | G | GI46 |  |  | Active | Yes | IN-BLR-ANANTA-FAN-3_G | uuid://b3842153-0cc9-4424-8c56-8d971e77e872 | {"asset":{"guid":"uuid://b3842153-0cc9-4424-8c56-8d971e77e872","site":"in-blr-ananta","name":"fan-3"}} | Airmech | [5 empty] | Modbus RTU |  |  | 79 | [20 empty] | HLI-206 | Proxied Device | Good |  | 10 |  |  | WS/Facilities |  | eaton_93pr | EATON-93PR
2690 | Building Management System | FAN-4 | AHU19 FAN01 | EATON | 93PR | Standard | Serial | FAN | 1 | 1B27 |  |  | Active | Yes | IN-BLR-ANANTA-FAN-4_1 | uuid://1420d3b2-dd3b-43d6-a067-c50d57e6eaec | {"asset":{"guid":"uuid://1420d3b2-dd3b-43d6-a067-c50d57e6eaec","site":"in-blr-ananta","name":"fan-4"}} | Airmech | [5 empty] | Modbus RTU |  |  | 96 | [20 empty] | HLI-206 | Proxied Device | Good |  | 10 |  |  | WS/Facilities |  | eaton_93pr | EATON-93PR
2690 | Building Management System | FAN-5 | AHU19 FAN02 | EATON | 93PR | Standard | Serial | FAN | 1 | 1B27 |  |  | Active | Yes | IN-BLR-ANANTA-FAN-5_1 | uuid://6cf3060e-0e89-4071-9f17-1b2703bd0be9 | {"asset":{"guid":"uuid://6cf3060e-0e89-4071-9f17-1b2703bd0be9","site":"in-blr-ananta","name":"fan-5"}} | Airmech | [5 empty] | Modbus RTU |  |  | 97 | [20 empty] | HLI-206 | Proxied Device | Good |  | 10 |  |  | WS/Facilities |  | eaton_93pr | EATON-93PR
2683 | Building Management System | FAN-6 | AHU19 FAN03 | Aquagen | EVCB SERIES | Standard | Serial | FAN | 1 | 1B27 |  |  | Active | Yes | IN-BLR-ANANTA-FAN-6_1 | uuid://6a4e52a6-2f45-41cf-9474-10c19b347752 | {"asset":{"guid":"uuid://6a4e52a6-2f45-41cf-9474-10c19b347752","site":"in-blr-ananta","name":"fan-6"}} | Airmech | [5 empty] | Modbus RTU |  |  | 98 | [20 empty] | HLI-206 | Proxied Device | Good |  | 10 |  |  | WS/Facilities |  | aquagen_evcbseries | AQUAGEN-EVCBSERIES
2684 | Building Management System | FAN-7 | AHU03 FAN01 | Aquagen | EVCB SERIES | Standard | Serial | FAN | G | G63 |  |  | Active | Yes | IN-BLR-ANANTA-FAN-7_G | uuid://b7daa699-749b-426c-832c-bc2f34730556 | {"asset":{"guid":"uuid://b7daa699-749b-426c-832c-bc2f34730556","site":"in-blr-ananta","name":"fan-7"}} | Airmech | [5 empty] | Modbus RTU |  |  | 80 | [20 empty] | HLI-211 | Proxied Device | Good |  | 10 |  |  | WS/Facilities |  | aquagen_evcbseries | AQUAGEN-EVCBSERIES
2685 | Building Management System | FAN-8 | AHU03 FAN02 | Aquagen | EVCB SERIES | Standard | Serial | FAN | G | G63 |  |  | Active | Yes | IN-BLR-ANANTA-FAN-8_G | uuid://148f9ef0-1ea8-4edf-b078-4ac31ced2bd3 | {"asset":{"guid":"uuid://148f9ef0-1ea8-4edf-b078-4ac31ced2bd3","site":"in-blr-ananta","name":"fan-8"}} | Airmech | [5 empty] | Modbus RTU |  |  | 81 | [20 empty] | HLI-211 | Proxied Device | Good |  | 10 |  |  | WS/Facilities |  | aquagen_evcbseries | AQUAGEN-EVCBSERIES
2686 | Building Management System | FAN-9 | AHU03 FAN03 | Aquagen | EVCB SERIES | Standard | Serial | FAN | G | G63 |  |  | Active | Yes | IN-BLR-ANANTA-FAN-9_G | uuid://9ae82cdb-9c7c-4127-b634-8fb1a6cf6a9e | {"asset":{"guid":"uuid://9ae82cdb-9c7c-4127-b634-8fb1a6cf6a9e","site":"in-blr-ananta","name":"fan-9"}} | Airmech | [5 empty] | Modbus RTU |  |  | 82 | [20 empty] | HLI-211 | Proxied Device | Good |  | 10 |  |  | WS/Facilities |  | aquagen_evcbseries | AQUAGEN-EVCBSERIES
2687 | Building Management System | FAN-10 | AHU04 FAN01 | Aquagen | EVCB SERIES | Standard | Serial | FAN | G | G63 |  |  | Active | Yes | IN-BLR-ANANTA-FAN-10_G | uuid://7bb8ee4b-1f5c-4092-9bd0-26e3b32645e6 | {"asset":{"guid":"uuid://7bb8ee4b-1f5c-4092-9bd0-26e3b32645e6","site":"in-blr-ananta","name":"fan-10"}} | Airmech | [5 empty] | Modbus RTU |  |  | 83 | [20 empty] | HLI-211 | Proxied Device | Good |  | 10 |  |  | WS/Facilities |  | aquagen_evcbseries | AQUAGEN-EVCBSERIES
2688 | Building Management System | FAN-11 | AHU04 FAN02 | Aquagen | EVCB SERIES | Standard | Serial | FAN | G | G63 |  |  | Active | Yes | IN-BLR-ANANTA-FAN-11_G | uuid://6602c0e0-bf07-4bcb-9598-b949021f4ba6 | {"asset":{"guid":"uuid://6602c0e0-bf07-4bcb-9598-b949021f4ba6","site":"in-blr-ananta","name":"fan-11"}} | Airmech | [5 empty] | Modbus RTU |  |  | 84 | [20 empty] | HLI-211 | Proxied Device | Good |  | 10 |  |  | WS/Facilities |  | aquagen_evcbseries | AQUAGEN-EVCBSERIES
2689 | Building Management System | FAN-12 | AHU04 FAN03 | Aquagen | EVCB SERIES | Standard | Serial | FAN | G | G63 |  |  | Active | Yes | IN-BLR-ANANTA-FAN-12_G | uuid://6467b210-8266-4252-ae59-de06f0a558e5 | {"asset":{"guid":"uuid://6467b210-8266-4252-ae59-de06f0a558e5","site":"in-blr-ananta","name":"fan-12"}} | Airmech | [5 empty] | Modbus RTU |  |  | 85 | [20 empty] | HLI-211 | Proxied Device | Good |  | 10 |  |  | WS/Facilities |  | aquagen_evcbseries | AQUAGEN-EVCBSERIES
2691 | Building Management System | FAN-13 | AHU15 FAN01 | Aquagen | EVCB SERIES | Standard | Serial | FAN | 1 | 1C44 |  |  | Active | Yes | IN-BLR-ANANTA-FAN-13_1 | uuid://15f4c7ac-965e-4527-855e-8a88b6bf623f | {"asset":{"guid":"uuid://15f4c7ac-965e-4527-855e-8a88b6bf623f","site":"in-blr-ananta","name":"fan-13"}} | Airmech | [5 empty] | Modbus RTU |  |  | 65 | [20 empty] | HLI-211 | Proxied Device | Good |  | 10 |  |  | WS/Facilities |  | aquagen_evcbseries | AQUAGEN-EVCBSERIES
2690 | Building Management System | FAN-14 | AHU15 FAN02 | Aquagen | EVCB SERIES | Standard | Serial | FAN | 1 | 1C44 |  |  | Active | Yes | IN-BLR-ANANTA-FAN-14_1 | uuid://9bd23eaf-a1f1-437e-abce-9d66001cfc6c | {"asset":{"guid":"uuid://9bd23eaf-a1f1-437e-abce-9d66001cfc6c","site":"in-blr-ananta","name":"fan-14"}} | Airmech | [5 empty] | Modbus RTU |  |  | 66 | [20 empty] | HLI-211 | Proxied Device | Good |  | 10 |  |  | WS/Facilities |  | aquagen_evcbseries | AQUAGEN-EVCBSERIES
2690 | Building Management System | FAN-15 | AHU15 FAN03 | Aquagen | EVCB SERIES | Standard | Serial | FAN | 1 | 1C44 |  |  | Active | Yes | IN-BLR-ANANTA-FAN-15_1 | uuid://55b1980d-d198-4f13-9025-89c0911ba0ef | {"asset":{"guid":"uuid://55b1980d-d198-4f13-9025-89c0911ba0ef","site":"in-blr-ananta","name":"fan-15"}} | Airmech | [5 empty] | Modbus RTU |  |  | 67 | [20 empty] | HLI-211 | Proxied Device | Good |  | 10 |  |  | WS/Facilities |  | aquagen_evcbseries | AQUAGEN-EVCBSERIES
2690 | Building Management System | FAN-16 | AHU16 FAN01 | Aquagen | EVCB SERIES | Standard | Serial | FAN | 1 | 1C44 |  |  | Active | Yes | IN-BLR-ANANTA-FAN-16_1 | uuid://74dcb6e3-5133-4c63-87ba-2a870ddaeb3d | {"asset":{"guid":"uuid://74dcb6e3-5133-4c63-87ba-2a870ddaeb3d","site":"in-blr-ananta","name":"fan-16"}} | Airmech | [5 empty] | Modbus RTU |  |  | 68 | [20 empty] | HLI-211 | Proxied Device | Good |  | 10 |  |  | WS/Facilities |  | aquagen_evcbseries | AQUAGEN-EVCBSERIES
2690 | Building Management System | FAN-17 | AHU16 FAN02 | Aquagen | EVCB SERIES | Standard | Serial | FAN | 1 | 1C44 |  |  | Active | Yes | IN-BLR-ANANTA-FAN-17_1 | uuid://16a9de75-880c-4449-ab99-c1218433ff79 | {"asset":{"guid":"uuid://16a9de75-880c-4449-ab99-c1218433ff79","site":"in-blr-ananta","name":"fan-17"}} | Airmech | [5 empty] | Modbus RTU |  |  | 69 | [20 empty] | HLI-211 | Proxied Device | Good |  | 10 |  |  | WS/Facilities |  | aquagen_evcbseries | AQUAGEN-EVCBSERIES
2690 | Building Management System | FAN-18 | AHU16 FAN03 | Aquagen | EVCB SERIES | Standard | Serial | FAN | 1 | 1C44 |  |  | Active | Yes | IN-BLR-ANANTA-FAN-18_1 | uuid://801c7708-77e0-412b-93f7-aa0541d80107 | {"asset":{"guid":"uuid://801c7708-77e0-412b-93f7-aa0541d80107","site":"in-blr-ananta","name":"fan-18"}} | Airmech | [5 empty] | Modbus RTU |  |  | 70 | [20 empty] | HLI-211 | Proxied Device | Good |  | 10 |  |  | WS/Facilities |  | aquagen_evcbseries | AQUAGEN-EVCBSERIES
2690 | Building Management System | FAN-19 | AHU35 FAN01 | Aquagen | EVCB SERIES | Standard | Serial | FAN | 3 | 363 |  |  | Active | Yes | IN-BLR-ANANTA-FAN-19_3 | uuid://58b36669-6e09-44fe-b709-b909aa52e032 | {"asset":{"guid":"uuid://58b36669-6e09-44fe-b709-b909aa52e032","site":"in-blr-ananta","name":"fan-19"}} | Airmech | [5 empty] | Modbus RTU |  |  | 208 | [20 empty] | HLI-211 | Proxied Device | Good |  | 10 |  |  | WS/Facilities |  | aquagen_evcbseries | AQUAGEN-EVCBSERIES
2690 | Building Management System | FAN-20 | AHU35 FAN02 | Aquagen | EVCB SERIES | Standard | Serial | FAN | 3 | 363 |  |  | Active | Yes | IN-BLR-ANANTA-FAN-20_3 | uuid://c0e56d6d-6375-42fe-96a6-79eaaf00c1e2 | {"asset":{"guid":"uuid://c0e56d6d-6375-42fe-96a6-79eaaf00c1e2","site":"in-blr-ananta","name":"fan-20"}} | Airmech | [5 empty] | Modbus RTU |  |  | 209 | [20 empty] | HLI-211 | Proxied Device | Good |  | 10 |  |  | WS/Facilities |  | aquagen_evcbseries | AQUAGEN-EVCBSERIES
2689 | Building Management System | FAN-21 | AHU35 FAN03 | Aquagen | EVCB SERIES | Standard | Serial | FAN | 3 | 363 |  |  | Active | Yes | IN-BLR-ANANTA-FAN-21_3 | uuid://e8db88cb-e3c3-445a-9368-0e046c1ba3a4 | {"asset":{"guid":"uuid://e8db88cb-e3c3-445a-9368-0e046c1ba3a4","site":"in-blr-ananta","name":"fan-21"}} | Airmech | [5 empty] | Modbus RTU |  |  | 210 | [20 empty] | HLI-211 | Proxied Device | Good |  | 10 |  |  | WS/Facilities |  | aquagen_evcbseries | AQUAGEN-EVCBSERIES
2691 | Building Management System | FAN-22 | AHU11 FAN01 | Aquagen | EVCB SERIES | Standard | Serial | FAN | 1 | 163 |  |  | Active | Yes | IN-BLR-ANANTA-FAN-22_1 | uuid://c37f80ef-697a-46df-be2e-43ceda259563 | {"asset":{"guid":"uuid://c37f80ef-697a-46df-be2e-43ceda259563","site":"in-blr-ananta","name":"fan-22"}} | Airmech | [5 empty] | Modbus RTU |  |  | 71 | [20 empty] | HLI-211 | Proxied Device | Good |  | 10 |  |  | WS/Facilities |  | aquagen_evcbseries | AQUAGEN-EVCBSERIES
2690 | Building Management System | FAN-23 | AHU11 FAN02 | Aquagen | EVCB SERIES | Standard | Serial | FAN | 1 | 163 |  |  | Active | Yes | IN-BLR-ANANTA-FAN-23_1 | uuid://9866e3b9-0ee5-4fb1-8874-3bcce9f87f59 | {"asset":{"guid":"uuid://9866e3b9-0ee5-4fb1-8874-3bcce9f87f59","site":"in-blr-ananta","name":"fan-23"}} | Airmech | [5 empty] | Modbus RTU |  |  | 72 | [20 empty] | HLI-211 | Proxied Device | Good |  | 10 |  |  | WS/Facilities |  | aquagen_evcbseries | AQUAGEN-EVCBSERIES
2690 | Building Management System | FAN-24 | AHU11 FAN03 | Aquagen | EVCB SERIES | Standard | Serial | FAN | 1 | 163 |  |  | Active | Yes | IN-BLR-ANANTA-FAN-24_1 | uuid://c5c15005-b10f-4f10-8500-5f5db50eae66 | {"asset":{"guid":"uuid://c5c15005-b10f-4f10-8500-5f5db50eae66","site":"in-blr-ananta","name":"fan-24"}} | Airmech | [5 empty] | Modbus RTU |  |  | 73 | [20 empty] | HLI-211 | Proxied Device | Good |  | 10 |  |  | WS/Facilities |  | aquagen_evcbseries | AQUAGEN-EVCBSERIES
2690 | Building Management System | FAN-25 | AHU12 FAN01 | Aquagen | EVCB SERIES | Standard | Serial | FAN | 1 | 163 |  |  | Active | Yes | IN-BLR-ANANTA-FAN-25_1 | uuid://8bc253f7-fe31-477b-a391-c1ae3fbc6f30 | {"asset":{"guid":"uuid://8bc253f7-fe31-477b-a391-c1ae3fbc6f30","site":"in-blr-ananta","name":"fan-25"}} | Airmech | [5 empty] | Modbus RTU |  |  | 74 | [20 empty] | HLI-211 | Proxied Device | Good |  | 10 |  |  | WS/Facilities |  | aquagen_evcbseries | AQUAGEN-EVCBSERIES
2690 | Building Management System | FAN-26 | AHU12 FAN02 | Aquagen | EVCB SERIES | Standard | Serial | FAN | 1 | 163 |  |  | Active | Yes | IN-BLR-ANANTA-FAN-26_1 | uuid://1cf30d8e-353e-4a80-a3e4-3a12c6a75141 | {"asset":{"guid":"uuid://1cf30d8e-353e-4a80-a3e4-3a12c6a75141","site":"in-blr-ananta","name":"fan-26"}} | Airmech | [5 empty] | Modbus RTU |  |  | 75 | [20 empty] | HLI-211 | Proxied Device | Good |  | 10 |  |  | WS/Facilities |  | aquagen_evcbseries | AQUAGEN-EVCBSERIES
2690 | Building Management System | FAN-27 | AHU12 FAN03 | Aquagen | EVCB SERIES | Standard | Serial | FAN | 1 | 163 |  |  | Active | Yes | IN-BLR-ANANTA-FAN-27_1 | uuid://b1bfc3ac-f134-4e8d-8f80-6e567acc232e | {"asset":{"guid":"uuid://b1bfc3ac-f134-4e8d-8f80-6e567acc232e","site":"in-blr-ananta","name":"fan-27"}} | Airmech | [5 empty] | Modbus RTU |  |  | 76 | [20 empty] | HLI-211 | Proxied Device | Good |  | 10 |  |  | WS/Facilities |  | aquagen_evcbseries | AQUAGEN-EVCBSERIES
2690 | Building Management System | FAN-28 | AHU23 FAN01 | Aquagen | EVCB SERIES | Standard | Serial | FAN | 2 | 263 |  |  | Active | Yes | IN-BLR-ANANTA-FAN-28_2 | uuid://64e3b331-4674-4794-9ffd-b5e7da86e9b3 | {"asset":{"guid":"uuid://64e3b331-4674-4794-9ffd-b5e7da86e9b3","site":"in-blr-ananta","name":"fan-28"}} | Airmech | [5 empty] | Modbus RTU |  |  | 100 | [20 empty] | HLI-211 | Proxied Device | Good |  | 10 |  |  | WS/Facilities |  | aquagen_evcbseries | AQUAGEN-EVCBSERIES
2690 | Building Management System | FAN-29 | AHU23 FAN02 | Aquagen | EVCB SERIES | Standard | Serial | FAN | 2 | 263 |  |  | Active | Yes | IN-BLR-ANANTA-FAN-29_2 | uuid://a922de57-f554-45fc-b108-479c2c4bc5fe | {"asset":{"guid":"uuid://a922de57-f554-45fc-b108-479c2c4bc5fe","site":"in-blr-ananta","name":"fan-29"}} | Airmech | [5 empty] | Modbus RTU |  |  | 101 | [20 empty] | HLI-211 | Proxied Device | Good |  | 10 |  |  | WS/Facilities |  | aquagen_evcbseries | AQUAGEN-EVCBSERIES
2690 | Building Management System | FAN-30 | AHU23 FAN03 | Aquagen | EVCB SERIES | Standard | Serial | FAN | 2 | 263 |  |  | Active | Yes | IN-BLR-ANANTA-FAN-30_2 | uuid://c2a459d1-01e0-4cdf-a7a0-7bd2da61c300 | {"asset":{"guid":"uuid://c2a459d1-01e0-4cdf-a7a0-7bd2da61c300","site":"in-blr-ananta","name":"fan-30"}} | Airmech | [5 empty] | Modbus RTU |  |  | 102 | [20 empty] | HLI-211 | Proxied Device | Good |  | 10 |  |  | WS/Facilities |  | aquagen_evcbseries | AQUAGEN-EVCBSERIES
2690 | Building Management System | FAN-31 | AHU23 FAN04 | Aquagen | EVCB SERIES | Standard | Serial | FAN | 2 | 263 |  |  | Active | Yes | IN-BLR-ANANTA-FAN-31_2 | uuid://82e8288e-5056-4593-bbc9-e120ac7d78f3 | {"asset":{"guid":"uuid://82e8288e-5056-4593-bbc9-e120ac7d78f3","site":"in-blr-ananta","name":"fan-31"}} | Airmech | [5 empty] | Modbus RTU |  |  | 103 | [20 empty] | HLI-211 | Proxied Device | Good |  | 10 |  |  | WS/Facilities |  | aquagen_evcbseries | AQUAGEN-EVCBSERIES
2690 | Building Management System | FAN-32 | AHU24 FAN01 | Aquagen | EVCB SERIES | Standard | Serial | FAN | 2 | 263 |  |  | Active | Yes | IN-BLR-ANANTA-FAN-32_2 | uuid://5d3057dd-5bfa-4508-8006-7f0d8c1659dd | {"asset":{"guid":"uuid://5d3057dd-5bfa-4508-8006-7f0d8c1659dd","site":"in-blr-ananta","name":"fan-32"}} | Airmech | [5 empty] | Modbus RTU |  |  | 104 | [20 empty] | HLI-211 | Proxied Device | Good |  | 10 |  |  | WS/Facilities |  | aquagen_evcbseries | AQUAGEN-EVCBSERIES
2690 | Building Management System | FAN-33 | AHU24 FAN02 | Aquagen | EVCB SERIES | Standard | Serial | FAN | 2 | 263 |  |  | Active | Yes | IN-BLR-ANANTA-FAN-33_2 | uuid://f51d3587-234a-494b-a93e-dd41a084ac94 | {"asset":{"guid":"uuid://f51d3587-234a-494b-a93e-dd41a084ac94","site":"in-blr-ananta","name":"fan-33"}} | Airmech | [5 empty] | Modbus RTU |  |  | 105 | [20 empty] | HLI-211 | Proxied Device | Good |  | 10 |  |  | WS/Facilities |  | aquagen_evcbseries | AQUAGEN-EVCBSERIES
2690 | Building Management System | FAN-34 | AHU24 FAN03 | Aquagen | EVCB SERIES | Standard | Serial | FAN | 2 | 263 |  |  | Active | Yes | IN-BLR-ANANTA-FAN-34_2 | uuid://c1fab396-3ba6-41d4-ad3a-f993b5112f7a | {"asset":{"guid":"uuid://c1fab396-3ba6-41d4-ad3a-f993b5112f7a","site":"in-blr-ananta","name":"fan-34"}} | Airmech | [5 empty] | Modbus RTU |  |  | 106 | [20 empty] | HLI-211 | Proxied Device | Good |  | 10 |  |  | WS/Facilities |  | aquagen_evcbseries | AQUAGEN-EVCBSERIES
2690 | Building Management System | FAN-35 | AHU24 FAN04 | Aquagen | EVCB SERIES | Standard | Serial | FAN | 2 | 263 |  |  | Active | Yes | IN-BLR-ANANTA-FAN-35_2 | uuid://51c9fba1-f3d8-4504-973e-e337509901fb | {"asset":{"guid":"uuid://51c9fba1-f3d8-4504-973e-e337509901fb","site":"in-blr-ananta","name":"fan-35"}} | Airmech | [5 empty] | Modbus RTU |  |  | 107 | [20 empty] | HLI-211 | Proxied Device | Good |  | 10 |  |  | WS/Facilities |  | aquagen_evcbseries | AQUAGEN-EVCBSERIES
2690 | Building Management System | FAN-36 | AHU01 FAN01 | Aquagen | EVCB SERIES | Standard | Serial | FAN | G | CG55 |  |  | Active | Yes | IN-BLR-ANANTA-FAN-36_G | uuid://86b4d854-ef07-47d2-8ecf-e9b15633fbbb | {"asset":{"guid":"uuid://86b4d854-ef07-47d2-8ecf-e9b15633fbbb","site":"in-blr-ananta","name":"fan-36"}} | Airmech | [5 empty] | Modbus RTU |  |  | 86 | [20 empty] | HLI-212 | Proxied Device | Good |  | 10 |  |  | WS/Facilities |  | aquagen_evcbseries | AQUAGEN-EVCBSERIES
2689 | Building Management System | FAN-37 | AHU01 FAN02 | Aquagen | EVCB SERIES | Standard | Serial | FAN | G | CG55 |  |  | Active | Yes | IN-BLR-ANANTA-FAN-37_G | uuid://bcd76a74-394f-4e11-82ef-715c7303f5ee | {"asset":{"guid":"uuid://bcd76a74-394f-4e11-82ef-715c7303f5ee","site":"in-blr-ananta","name":"fan-37"}} | Airmech | [5 empty] | Modbus RTU |  |  | 87 | [20 empty] | HLI-212 | Proxied Device | Good |  | 10 |  |  | WS/Facilities |  | aquagen_evcbseries | AQUAGEN-EVCBSERIES
2691 | Building Management System | FAN-38 | AHU01 FAN03 | Aquagen | EVCB SERIES | Standard | Serial | FAN | G | CG55 |  |  | Active | Yes | IN-BLR-ANANTA-FAN-38_G | uuid://b3bb09de-b0d2-438a-84ce-a2ca636a9cb8 | {"asset":{"guid":"uuid://b3bb09de-b0d2-438a-84ce-a2ca636a9cb8","site":"in-blr-ananta","name":"fan-38"}} | Airmech | [5 empty] | Modbus RTU |  |  | 88 | [20 empty] | HLI-212 | Proxied Device | Good |  | 10 |  |  | WS/Facilities |  | aquagen_evcbseries | AQUAGEN-EVCBSERIES
2690 | Building Management System | FAN-39 | AHU02 FAN01 | Aquagen | EVCB SERIES | Standard | Serial | FAN | G | CG55 |  |  | Active | Yes | IN-BLR-ANANTA-FAN-39_G | uuid://8ffcafe3-9c0f-4849-8bcd-dc5c1187be60 | {"asset":{"guid":"uuid://8ffcafe3-9c0f-4849-8bcd-dc5c1187be60","site":"in-blr-ananta","name":"fan-39"}} | Airmech | [5 empty] | Modbus RTU |  |  | 89 | [20 empty] | HLI-212 | Proxied Device | Good |  | 10 |  |  | WS/Facilities |  | aquagen_evcbseries | AQUAGEN-EVCBSERIES
2690 | Building Management System | FAN-40 | AHU02 FAN02 | Aquagen | EVCB SERIES | Standard | Serial | FAN | G | CG55 |  |  | Active | Yes | IN-BLR-ANANTA-FAN-40_G | uuid://0d1dd92a-8940-4c62-a356-501e642f1e8e | {"asset":{"guid":"uuid://0d1dd92a-8940-4c62-a356-501e642f1e8e","site":"in-blr-ananta","name":"fan-40"}} | Airmech | [5 empty] | Modbus RTU |  |  | 90 | [20 empty] | HLI-212 | Proxied Device | Good |  | 10 |  |  | WS/Facilities |  | aquagen_evcbseries | AQUAGEN-EVCBSERIES
2690 | Building Management System | FAN-41 | AHU02 FAN03 | Aquagen | EVCB SERIES | Standard | Serial | FAN | G | CG55 |  |  | Active | Yes | IN-BLR-ANANTA-FAN-41_G | uuid://1874341b-df7a-486e-a76d-23f2c8b6c7aa | {"asset":{"guid":"uuid://1874341b-df7a-486e-a76d-23f2c8b6c7aa","site":"in-blr-ananta","name":"fan-41"}} | Airmech | [5 empty] | Modbus RTU |  |  | 91 | [20 empty] | HLI-212 | Proxied Device | Good |  | 10 |  |  | WS/Facilities |  | aquagen_evcbseries | AQUAGEN-EVCBSERIES
2690 | Building Management System | FAN-42 | AHU14 FAN01 | Aquagen | EVCB SERIES | Standard | Serial | FAN | 1 | 1D96 |  |  | Active | Yes | IN-BLR-ANANTA-FAN-42_1 | uuid://32633ca0-96bb-4bd7-b0eb-0fdf90e71f23 | {"asset":{"guid":"uuid://32633ca0-96bb-4bd7-b0eb-0fdf90e71f23","site":"in-blr-ananta","name":"fan-42"}} | Airmech | [5 empty] | Modbus RTU |  |  | 102 | [20 empty] | HLI-212 | Proxied Device | Good |  | 10 |  |  | WS/Facilities |  | aquagen_evcbseries | AQUAGEN-EVCBSERIES
2690 | Building Management System | FAN-43 | AHU14 FAN02 | Aquagen | EVCB SERIES | Standard | Serial | FAN | 1 | 1D96 |  |  | Active | Yes | IN-BLR-ANANTA-FAN-43_1 | uuid://148b6452-09fc-4f5b-8f5d-b66fc674041f | {"asset":{"guid":"uuid://148b6452-09fc-4f5b-8f5d-b66fc674041f","site":"in-blr-ananta","name":"fan-43"}} | Airmech | [5 empty] | Modbus RTU |  |  | 103 | [20 empty] | HLI-212 | Proxied Device | Good |  | 10 |  |  | WS/Facilities |  | aquagen_evcbseries | AQUAGEN-EVCBSERIES
2690 | Building Management System | FAN-44 | AHU14 FAN03 | Aquagen | EVCB SERIES | Standard | Serial | FAN | 1 | 1D96 |  |  | Active | Yes | IN-BLR-ANANTA-FAN-44_1 | uuid://16c90898-0fdd-40e7-b28d-af51e3bc119d | {"asset":{"guid":"uuid://16c90898-0fdd-40e7-b28d-af51e3bc119d","site":"in-blr-ananta","name":"fan-44"}} | Airmech | [5 empty] | Modbus RTU |  |  | 104 | [20 empty] | HLI-212 | Proxied Device | Good |  | 10 |  |  | WS/Facilities |  | aquagen_evcbseries | AQUAGEN-EVCBSERIES
2690 | Building Management System | FAN-45 | AHU14 FAN04 | Aquagen | EVCB SERIES | Standard | Serial | FAN | 1 | 1D96 |  |  | Active | Yes | IN-BLR-ANANTA-FAN-45_1 | uuid://197327d8-78ec-4bbe-9485-37b9f2ce2340 | {"asset":{"guid":"uuid://197327d8-78ec-4bbe-9485-37b9f2ce2340","site":"in-blr-ananta","name":"fan-45"}} | Airmech | [5 empty] | Modbus RTU |  |  | 105 | [20 empty] | HLI-212 | Proxied Device | Good |  | 10 |  |  | WS/Facilities |  | aquagen_evcbseries | AQUAGEN-EVCBSERIES
2690 | Building Management System | FAN-46 | AHU13 FAN01 | Aquagen | EVCB SERIES | Standard | Serial | FAN | 1 | 1D96 |  |  | Active | Yes | IN-BLR-ANANTA-FAN-46_1 | uuid://771751fd-54d8-4d9c-b0df-ec9b07711f11 | {"asset":{"guid":"uuid://771751fd-54d8-4d9c-b0df-ec9b07711f11","site":"in-blr-ananta","name":"fan-46"}} | Airmech | [5 empty] | Modbus RTU |  |  | 106 | [20 empty] | HLI-212 | Proxied Device | Good |  | 10 |  |  | WS/Facilities |  | aquagen_evcbseries | AQUAGEN-EVCBSERIES
2690 | Building Management System | FAN-47 | AHU13 FAN02 | Aquagen | EVCB SERIES | Standard | Serial | FAN | 1 | 1D96 |  |  | Active | Yes | IN-BLR-ANANTA-FAN-47_1 | uuid://e3f9f226-d955-40b7-98c0-78ca2455b1e4 | {"asset":{"guid":"uuid://e3f9f226-d955-40b7-98c0-78ca2455b1e4","site":"in-blr-ananta","name":"fan-47"}} | Airmech | [5 empty] | Modbus RTU |  |  | 107 | [20 empty] | HLI-212 | Proxied Device | Good |  | 10 |  |  | WS/Facilities |  | aquagen_evcbseries | AQUAGEN-EVCBSERIES
2690 | Building Management System | FAN-48 | AHU13 FAN03 | Aquagen | EVCB SERIES | Standard | Serial | FAN | 1 | 1D96 |  |  | Active | Yes | IN-BLR-ANANTA-FAN-48_1 | uuid://7035daeb-a837-44a5-a1d8-4ec98fab9ea6 | {"asset":{"guid":"uuid://7035daeb-a837-44a5-a1d8-4ec98fab9ea6","site":"in-blr-ananta","name":"fan-48"}} | Airmech | [5 empty] | Modbus RTU |  |  | 108 | [20 empty] | HLI-212 | Proxied Device | Good |  | 10 |  |  | WS/Facilities |  | aquagen_evcbseries | AQUAGEN-EVCBSERIES
2690 | Building Management System | FAN-49 | AHU13 FAN04 | Aquagen | EVCB SERIES | Standard | Serial | FAN | 1 | 1D96 |  |  | Active | Yes | IN-BLR-ANANTA-FAN-49_1 | uuid://190baf94-3aab-4f85-be0a-4d66387bd95f | {"asset":{"guid":"uuid://190baf94-3aab-4f85-be0a-4d66387bd95f","site":"in-blr-ananta","name":"fan-49"}} | Airmech | [5 empty] | Modbus RTU |  |  | 109 | [20 empty] | HLI-212 | Proxied Device | Good |  | 10 |  |  | WS/Facilities |  | aquagen_evcbseries | AQUAGEN-EVCBSERIES
2690 | Building Management System | FAN-50 | AHU33 FAN01 | Aquagen | EVCB SERIES | Standard | Serial | FAN | 3 | 375 |  |  | Active | Yes | IN-BLR-ANANTA-FAN-50_3 | uuid://6929f637-7c34-4d6a-b210-8f7bae49bbfe | {"asset":{"guid":"uuid://6929f637-7c34-4d6a-b210-8f7bae49bbfe","site":"in-blr-ananta","name":"fan-50"}} | Airmech | [5 empty] | Modbus RTU |  |  | 5 | [20 empty] | HLI-212 | Proxied Device | Good |  | 10 |  |  | WS/Facilities |  | aquagen_evcbseries | AQUAGEN-EVCBSERIES
2690 | Building Management System | FAN-51 | AHU33 FAN02 | Aquagen | EVCB SERIES | Standard | Serial | FAN | 3 | 375 |  |  | Active | Yes | IN-BLR-ANANTA-FAN-51_3 | uuid://a5e0f663-e841-4860-9f87-39fd058aac99 | {"asset":{"guid":"uuid://a5e0f663-e841-4860-9f87-39fd058aac99","site":"in-blr-ananta","name":"fan-51"}} | Airmech | [5 empty] | Modbus RTU |  |  | 6 | [20 empty] | HLI-212 | Proxied Device | Good |  | 10 |  |  | WS/Facilities |  | aquagen_evcbseries | AQUAGEN-EVCBSERIES
2690 | Building Management System | FAN-52 | AHU33 FAN03 | Aquagen | EVCB SERIES | Standard | Serial | FAN | 3 | 375 |  |  | Active | Yes | IN-BLR-ANANTA-FAN-52_3 | uuid://997918c6-6932-4322-b537-cf1f759b6bec | {"asset":{"guid":"uuid://997918c6-6932-4322-b537-cf1f759b6bec","site":"in-blr-ananta","name":"fan-52"}} | Airmech | [5 empty] | Modbus RTU |  |  | 7 | [20 empty] | HLI-212 | Proxied Device | Good |  | 10 |  |  | WS/Facilities |  | aquagen_evcbseries | AQUAGEN-EVCBSERIES
2690 | Building Management System | FAN-53 | AHU34 FAN01 | Aquagen | EVCB SERIES | Standard | Serial | FAN | 3 | 375 |  |  | Active | Yes | IN-BLR-ANANTA-FAN-53_3 | uuid://20e896fb-0763-4197-9496-0884f9f611d9 | {"asset":{"guid":"uuid://20e896fb-0763-4197-9496-0884f9f611d9","site":"in-blr-ananta","name":"fan-53"}} | Airmech | [5 empty] | Modbus RTU |  |  | 8 | [20 empty] | HLI-212 | Proxied Device | Good |  | 10 |  |  | WS/Facilities |  | aquagen_evcbseries | AQUAGEN-EVCBSERIES
2690 | Building Management System | FAN-54 | AHU34 FAN02 | Aquagen | EVCB SERIES | Standard | Serial | FAN | 3 | 375 |  |  | Active | Yes | IN-BLR-ANANTA-FAN-54_3 | uuid://fc5ff88f-fa89-4c47-8794-a8eda516d06f | {"asset":{"guid":"uuid://fc5ff88f-fa89-4c47-8794-a8eda516d06f","site":"in-blr-ananta","name":"fan-54"}} | Airmech | [5 empty] | Modbus RTU |  |  | 9 | [20 empty] | HLI-212 | Proxied Device | Good |  | 10 |  |  | WS/Facilities |  | aquagen_evcbseries | AQUAGEN-EVCBSERIES
2690 | Building Management System | FAN-55 | AHU34 FAN03 | Aquagen | EVCB SERIES | Standard | Serial | FAN | 3 | 375 |  |  | Active | Yes | IN-BLR-ANANTA-FAN-55_3 | uuid://1057f2b1-1d4f-4af5-8a1a-5c6be1d58bc7 | {"asset":{"guid":"uuid://1057f2b1-1d4f-4af5-8a1a-5c6be1d58bc7","site":"in-blr-ananta","name":"fan-55"}} | Airmech | [5 empty] | Modbus RTU |  |  | 10 | [20 empty] | HLI-212 | Proxied Device | Good |  | 10 |  |  | WS/Facilities |  | aquagen_evcbseries | AQUAGEN-EVCBSERIES
2690 | Building Management System | FAN-56 | AHU09 FAN01 | Aquagen | EVCB SERIES | Standard | Serial | FAN | 1 | 175 |  |  | Active | Yes | IN-BLR-ANANTA-FAN-56_1 | uuid://acb01c38-c790-40b7-8979-8269afc36729 | {"asset":{"guid":"uuid://acb01c38-c790-40b7-8979-8269afc36729","site":"in-blr-ananta","name":"fan-56"}} | Airmech | [5 empty] | Modbus RTU |  |  | 110 | [20 empty] | HLI-212 | Proxied Device | Good |  | 10 |  |  | WS/Facilities |  | aquagen_evcbseries | AQUAGEN-EVCBSERIES
2690 | Building Management System | FAN-57 | AHU09 FAN02 | Aquagen | EVCB SERIES | Standard | Serial | FAN | 1 | 175 |  |  | Active | Yes | IN-BLR-ANANTA-FAN-57_1 | uuid://8bf4852b-ddd0-473a-977d-e2e417048406 | {"asset":{"guid":"uuid://8bf4852b-ddd0-473a-977d-e2e417048406","site":"in-blr-ananta","name":"fan-57"}} | Airmech | [5 empty] | Modbus RTU |  |  | 111 | [20 empty] | HLI-212 | Proxied Device | Good |  | 10 |  |  | WS/Facilities |  | aquagen_evcbseries | AQUAGEN-EVCBSERIES
2690 | Building Management System | FAN-58 | AHU09 FAN03 | Aquagen | EVCB SERIES | Standard | Serial | FAN | 1 | 175 |  |  | Active | Yes | IN-BLR-ANANTA-FAN-58_1 | uuid://91fdb6bb-f495-4897-9942-8a665ff98ad4 | {"asset":{"guid":"uuid://91fdb6bb-f495-4897-9942-8a665ff98ad4","site":"in-blr-ananta","name":"fan-58"}} | Airmech | [5 empty] | Modbus RTU |  |  | 112 | [20 empty] | HLI-212 | Proxied Device | Good |  | 10 |  |  | WS/Facilities |  | aquagen_evcbseries | AQUAGEN-EVCBSERIES
2689 | Building Management System | FAN-59 | AHU09 FAN04 | Neptronic | EVCB SERIES | Standard | Serial | FAN | 1 | 175 |  |  | Active | Yes | IN-BLR-ANANTA-FAN-59_1 | uuid://e2b716bf-febd-4149-8df8-3de238ae446d | {"asset":{"guid":"uuid://e2b716bf-febd-4149-8df8-3de238ae446d","site":"in-blr-ananta","name":"fan-59"}} | Airmech | [5 empty] | Modbus RTU |  |  | 113 | [20 empty] | HLI-212 | Proxied Device | Good |  | 10 |  |  | WS/Facilities |  | neptronic_evcbseries | NEPTRONIC-EVCBSERIES
2691 | Building Management System | FAN-60 | AHU10 FAN01 | Neptronic | EVCB SERIES | Standard | Serial | FAN | 1 | 175 |  |  | Active | Yes | IN-BLR-ANANTA-FAN-60_1 | uuid://5b2dd798-403e-4abe-b28e-358d4c9c9649 | {"asset":{"guid":"uuid://5b2dd798-403e-4abe-b28e-358d4c9c9649","site":"in-blr-ananta","name":"fan-60"}} | Airmech | [5 empty] | Modbus RTU |  |  | 114 | [20 empty] | HLI-212 | Proxied Device | Good |  | 10 |  |  | WS/Facilities |  | neptronic_evcbseries | NEPTRONIC-EVCBSERIES
2690 | Building Management System | FAN-61 | AHU10 FAN02 | Neptronic | EVCB SERIES | Standard | Serial | FAN | 1 | 175 |  |  | Active | Yes | IN-BLR-ANANTA-FAN-61_1 | uuid://95f1fc77-d859-4af2-a901-a8bf64281918 | {"asset":{"guid":"uuid://95f1fc77-d859-4af2-a901-a8bf64281918","site":"in-blr-ananta","name":"fan-61"}} | Airmech | [5 empty] | Modbus RTU |  |  | 115 | [20 empty] | HLI-212 | Proxied Device | Good |  | 10 |  |  | WS/Facilities |  | neptronic_evcbseries | NEPTRONIC-EVCBSERIES
2690 | Building Management System | FAN-62 | AHU10 FAN03 | Neptronic | EVCB SERIES | Standard | Serial | FAN | 1 | 175 |  |  | Active | Yes | IN-BLR-ANANTA-FAN-62_1 | uuid://876b7359-b0aa-48ad-ba55-ca8755d5084d | {"asset":{"guid":"uuid://876b7359-b0aa-48ad-ba55-ca8755d5084d","site":"in-blr-ananta","name":"fan-62"}} | Airmech | [5 empty] | Modbus RTU |  |  | 116 | [20 empty] | HLI-212 | Proxied Device | Good |  | 10 |  |  | WS/Facilities |  | neptronic_evcbseries | NEPTRONIC-EVCBSERIES
2690 | Building Management System | FAN-63 | AHU10 FAN04 | Neptronic | EVCB SERIES | Standard | Serial | FAN | 1 | 175 |  |  | Active | Yes | IN-BLR-ANANTA-FAN-63_1 | uuid://1b3ac3b1-8ca1-408c-aa1d-8534e6900518 | {"asset":{"guid":"uuid://1b3ac3b1-8ca1-408c-aa1d-8534e6900518","site":"in-blr-ananta","name":"fan-63"}} | Airmech | [5 empty] | Modbus RTU |  |  | 117 | [20 empty] | HLI-212 | Proxied Device | Good |  | 10 |  |  | WS/Facilities |  | neptronic_evcbseries | NEPTRONIC-EVCBSERIES
2690 | Building Management System | FAN-64 | AHU21 FAN01 | Neptronic | EVCB SERIES | Standard | Serial | FAN | 2 | 275 |  |  | Active | Yes | IN-BLR-ANANTA-FAN-64_2 | uuid://ba33b20f-60b0-4d57-800e-5564a4a28951 | {"asset":{"guid":"uuid://ba33b20f-60b0-4d57-800e-5564a4a28951","site":"in-blr-ananta","name":"fan-64"}} | Airmech | [5 empty] | Modbus RTU |  |  | 230 | [20 empty] | HLI-212 | Proxied Device | Good |  | 10 |  |  | WS/Facilities |  | neptronic_evcbseries | NEPTRONIC-EVCBSERIES
2690 | Building Management System | FAN-65 | AHU21 FAN02 | Neptronic | EVCB SERIES | Standard | Serial | FAN | 2 | 275 |  |  | Active | Yes | IN-BLR-ANANTA-FAN-65_2 | uuid://d1451e6a-cbd0-45cc-ab80-23dce1974dbd | {"asset":{"guid":"uuid://d1451e6a-cbd0-45cc-ab80-23dce1974dbd","site":"in-blr-ananta","name":"fan-65"}} | Airmech | [5 empty] | Modbus RTU |  |  | 231 | [20 empty] | HLI-212 | Proxied Device | Good |  | 10 |  |  | WS/Facilities |  | neptronic_evcbseries | NEPTRONIC-EVCBSERIES
2690 | Building Management System | FAN-66 | AHU21 FAN03 | Neptronic | EVCB SERIES | Standard | Serial | FAN | 2 | 275 |  |  | Active | Yes | IN-BLR-ANANTA-FAN-66_2 | uuid://7a22e0e4-a98a-49d1-b575-71bc77b43784 | {"asset":{"guid":"uuid://7a22e0e4-a98a-49d1-b575-71bc77b43784","site":"in-blr-ananta","name":"fan-66"}} | Airmech | [5 empty] | Modbus RTU |  |  | 232 | [20 empty] | HLI-212 | Proxied Device | Good |  | 10 |  |  | WS/Facilities |  | neptronic_evcbseries | NEPTRONIC-EVCBSERIES
2690 | Building Management System | FAN-67 | AHU21 FAN04 | Neptronic | EVCB SERIES | Standard | Serial | FAN | 2 | 275 |  |  | Active | Yes | IN-BLR-ANANTA-FAN-67_2 | uuid://2907ab63-09ea-4f6b-8fe4-3f523470bbf3 | {"asset":{"guid":"uuid://2907ab63-09ea-4f6b-8fe4-3f523470bbf3","site":"in-blr-ananta","name":"fan-67"}} | Airmech | [5 empty] | Modbus RTU |  |  | 233 | [20 empty] | HLI-212 | Proxied Device | Good |  | 10 |  |  | WS/Facilities |  | neptronic_evcbseries | NEPTRONIC-EVCBSERIES
2690 | Building Management System | FAN-68 | AHU22 FAN01 | Neptronic | EVCB SERIES | Standard | Serial | FAN | 2 | 275 |  |  | Active | Yes | IN-BLR-ANANTA-FAN-68_2 | uuid://6f30d2ce-8af9-484c-840a-252df52fbb57 | {"asset":{"guid":"uuid://6f30d2ce-8af9-484c-840a-252df52fbb57","site":"in-blr-ananta","name":"fan-68"}} | Airmech | [5 empty] | Modbus RTU |  |  | 234 | [20 empty] | HLI-212 | Proxied Device | Good |  | 10 |  |  | WS/Facilities |  | neptronic_evcbseries | NEPTRONIC-EVCBSERIES
2690 | Building Management System | FAN-69 | AHU22 FAN02 | Neptronic | EVCB SERIES | Standard | Serial | FAN | 2 | 275 |  |  | Active | Yes | IN-BLR-ANANTA-FAN-69_2 | uuid://5d270dab-c32b-4e60-809a-5ca063ddb844 | {"asset":{"guid":"uuid://5d270dab-c32b-4e60-809a-5ca063ddb844","site":"in-blr-ananta","name":"fan-69"}} | Airmech | [5 empty] | Modbus RTU |  |  | 235 | [20 empty] | HLI-212 | Proxied Device | Good |  | 10 |  |  | WS/Facilities |  | neptronic_evcbseries | NEPTRONIC-EVCBSERIES
2690 | Building Management System | FAN-70 | AHU22 FAN03 | Neptronic | EVCB SERIES | Standard | Serial | FAN | 2 | 275 |  |  | Active | Yes | IN-BLR-ANANTA-FAN-70_2 | uuid://78352ea9-23dc-48ba-86ab-5d613b4e4b49 | {"asset":{"guid":"uuid://78352ea9-23dc-48ba-86ab-5d613b4e4b49","site":"in-blr-ananta","name":"fan-70"}} | Airmech | [5 empty] | Modbus RTU |  |  | 236 | [20 empty] | HLI-212 | Proxied Device | Good |  | 10 |  |  | WS/Facilities |  | neptronic_evcbseries | NEPTRONIC-EVCBSERIES
2690 | Building Management System | FAN-71 | AHU22 FAN04 | Neptronic | EVCB SERIES | Standard | Serial | FAN | 2 | 275 |  |  | Active | Yes | IN-BLR-ANANTA-FAN-71_2 | uuid://c0b5701f-155b-4c0e-9906-604522bbbfb1 | {"asset":{"guid":"uuid://c0b5701f-155b-4c0e-9906-604522bbbfb1","site":"in-blr-ananta","name":"fan-71"}} | Airmech | [5 empty] | Modbus RTU |  |  | 237 | [20 empty] | HLI-212 | Proxied Device | Good |  | 10 |  |  | WS/Facilities |  | neptronic_evcbseries | NEPTRONIC-EVCBSERIES
2690 | Building Management System | FAN-72 | AHU05 FAN01 | Neptronic | EVCB SERIES | Standard | Serial | FAN | G | CG55 |  |  | Active | Yes | IN-BLR-ANANTA-FAN-72_G | uuid://e3ce7194-a1bc-48d3-ab03-0c39f71beb59 | {"asset":{"guid":"uuid://e3ce7194-a1bc-48d3-ab03-0c39f71beb59","site":"in-blr-ananta","name":"fan-72"}} | Airmech | [5 empty] | Modbus RTU |  |  | 92 | [20 empty] | HLI-214 | Proxied Device | Good |  | 10 |  |  | WS/Facilities |  | neptronic_evcbseries | NEPTRONIC-EVCBSERIES
2690 | Building Management System | FAN-73 | AHU05 FAN02 | Neptronic | EVCB SERIES | Standard | Serial | FAN | G | CG55 |  |  | Active | Yes | IN-BLR-ANANTA-FAN-73_G | uuid://dfd8ede4-bdab-4ba1-b13b-57f4bfc77175 | {"asset":{"guid":"uuid://dfd8ede4-bdab-4ba1-b13b-57f4bfc77175","site":"in-blr-ananta","name":"fan-73"}} | Airmech | [5 empty] | Modbus RTU |  |  | 93 | [20 empty] | HLI-214 | Proxied Device | Good |  | 10 |  |  | WS/Facilities |  | neptronic_evcbseries | NEPTRONIC-EVCBSERIES
2690 | Building Management System | FAN-74 | AHU06 FAN01 | Neptronic | EVCB SERIES | Standard | Serial | FAN | G | CG55 |  |  | Active | Yes | IN-BLR-ANANTA-FAN-74_G | uuid://7bf7fcc9-ccd1-411d-b2d4-9764bc4840bf | {"asset":{"guid":"uuid://7bf7fcc9-ccd1-411d-b2d4-9764bc4840bf","site":"in-blr-ananta","name":"fan-74"}} | Airmech | [5 empty] | Modbus RTU |  |  | 94 | [20 empty] | HLI-214 | Proxied Device | Good |  | 10 |  |  | WS/Facilities |  | neptronic_evcbseries | NEPTRONIC-EVCBSERIES
2690 | Building Management System | FAN-75 | AHU06 FAN02 | Neptronic | EVCB SERIES | Standard | Serial | FAN | G | CG55 |  |  | Active | Yes | IN-BLR-ANANTA-FAN-75_G | uuid://c3109ac3-9f3b-441e-b7b0-1ed00f6b9273 | {"asset":{"guid":"uuid://c3109ac3-9f3b-441e-b7b0-1ed00f6b9273","site":"in-blr-ananta","name":"fan-75"}} | Airmech | [5 empty] | Modbus RTU |  |  | 95 | [20 empty] | HLI-214 | Proxied Device | Good |  | 10 |  |  | WS/Facilities |  | neptronic_evcbseries | NEPTRONIC-EVCBSERIES
2690 | Building Management System | FAN-76 | AHU17 FAN01 | Neptronic | EVCB SERIES | Standard | Serial | FAN | 1 | 1A31 |  |  | Active | Yes | IN-BLR-ANANTA-FAN-76_1 | uuid://12913690-1ef3-4ec9-bd88-bef7c6089812 | {"asset":{"guid":"uuid://12913690-1ef3-4ec9-bd88-bef7c6089812","site":"in-blr-ananta","name":"fan-76"}} | Airmech | [5 empty] | Modbus RTU |  |  | 99 | [20 empty] | HLI-214 | Proxied Device | Good |  | 10 |  |  | WS/Facilities |  | neptronic_evcbseries | NEPTRONIC-EVCBSERIES
2690 | Building Management System | FAN-77 | AHU17 FAN02 | Neptronic | EVCB SERIES | Standard | Serial | FAN | 1 | 1A31 |  |  | Active | Yes | IN-BLR-ANANTA-FAN-77_1 | uuid://ede08314-5fe1-47ae-ab72-dfd47787a18e | {"asset":{"guid":"uuid://ede08314-5fe1-47ae-ab72-dfd47787a18e","site":"in-blr-ananta","name":"fan-77"}} | Airmech | [5 empty] | Modbus RTU |  |  | 100 | [20 empty] | HLI-214 | Proxied Device | Good |  | 10 |  |  | WS/Facilities |  | neptronic_evcbseries | NEPTRONIC-EVCBSERIES
2690 | Building Management System | FAN-78 | AHU17 FAN03 | Neptronic | EVCB SERIES | Standard | Serial | FAN | 1 | 1A31 |  |  | Active | Yes | IN-BLR-ANANTA-FAN-78_1 | uuid://85850697-c8b8-4ae1-b304-16d97298e25c | {"asset":{"guid":"uuid://85850697-c8b8-4ae1-b304-16d97298e25c","site":"in-blr-ananta","name":"fan-78"}} | Airmech | [5 empty] | Modbus RTU |  |  | 101 | [20 empty] | HLI-214 | Proxied Device | Good |  | 10 |  |  | WS/Facilities |  | neptronic_evcbseries | NEPTRONIC-EVCBSERIES
2690 | Building Management System | FAN-79 | AHU53 FAN01 | Neptronic | EVCB SERIES | Standard | Serial | FAN | 4 | 434 |  |  | Active | Yes | IN-BLR-ANANTA-FAN-79_4 | uuid://3e75eca4-336c-467c-a22b-b28a32c5ac8d | {"asset":{"guid":"uuid://3e75eca4-336c-467c-a22b-b28a32c5ac8d","site":"in-blr-ananta","name":"fan-79"}} | Airmech | [5 empty] | Modbus RTU |  |  | 23 | [20 empty] | HLI-214 | Proxied Device | Good |  | 10 |  |  | WS/Facilities |  | neptronic_evcbseries | NEPTRONIC-EVCBSERIES
2690 | Building Management System | FAN-80 | AHU53 FAN02 | Neptronic | EVCB SERIES | Standard | Serial | FAN | 4 | 434 |  |  | Active | Yes | IN-BLR-ANANTA-FAN-80_4 | uuid://970bcb43-e036-4aef-81b7-4aed0422344f | {"asset":{"guid":"uuid://970bcb43-e036-4aef-81b7-4aed0422344f","site":"in-blr-ananta","name":"fan-80"}} | Airmech | [5 empty] | Modbus RTU |  |  | 24 | [20 empty] | HLI-214 | Proxied Device | Good |  | 10 |  |  | WS/Facilities |  | neptronic_evcbseries | NEPTRONIC-EVCBSERIES
2690 | Building Management System | FAN-81 | AHU53 FAN03 | Nicotra | DDMP | Standard | Serial | FAN | 4 | 434 |  |  | Active | Yes | IN-BLR-ANANTA-FAN-81_4 | uuid://f8c72771-8cbc-451c-b05d-67f6645a1ca9 | {"asset":{"guid":"uuid://f8c72771-8cbc-451c-b05d-67f6645a1ca9","site":"in-blr-ananta","name":"fan-81"}} | Airmech | [5 empty] | Modbus RTU |  |  | 25 | [20 empty] | HLI-214 | Proxied Device | Good |  | 10 |  |  | WS/Facilities |  | nicotra_ddmp | NICOTRA-DDMP
2690 | Building Management System | FAN-82 | AHU54 FAN01 | Nicotra | DDMP | Standard | Serial | FAN | 4 | 434 |  |  | Active | Yes | IN-BLR-ANANTA-FAN-82_4 | uuid://54a34c35-f624-4d48-8d11-4ca7c8998d22 | {"asset":{"guid":"uuid://54a34c35-f624-4d48-8d11-4ca7c8998d22","site":"in-blr-ananta","name":"fan-82"}} | Airmech | [5 empty] | Modbus RTU |  |  | 26 | [20 empty] | HLI-214 | Proxied Device | Good |  | 10 |  |  | WS/Facilities |  | nicotra_ddmp | NICOTRA-DDMP
2689 | Building Management System | FAN-83 | AHU54 FAN02 | Nicotra | DDMP | Standard | Serial | FAN | 4 | 434 |  |  | Active | Yes | IN-BLR-ANANTA-FAN-83_4 | uuid://aa9dd868-6300-45c3-af0b-c30cf1f469da | {"asset":{"guid":"uuid://aa9dd868-6300-45c3-af0b-c30cf1f469da","site":"in-blr-ananta","name":"fan-83"}} | Airmech | [5 empty] | Modbus RTU |  |  | 27 | [20 empty] | HLI-214 | Proxied Device | Good |  | 10 |  |  | WS/Facilities |  | nicotra_ddmp | NICOTRA-DDMP
2691 | Building Management System | FAN-84 | AHU54 FAN03 | Nicotra | DDMP | Standard | Serial | FAN | 4 | 434 |  |  | Active | Yes | IN-BLR-ANANTA-FAN-84_4 | uuid://d413f2f9-c560-4cfb-9b1d-c371d5b819a7 | {"asset":{"guid":"uuid://d413f2f9-c560-4cfb-9b1d-c371d5b819a7","site":"in-blr-ananta","name":"fan-84"}} | Airmech | [5 empty] | Modbus RTU |  |  | 28 | [20 empty] | HLI-214 | Proxied Device | Good |  | 10 |  |  | WS/Facilities |  | nicotra_ddmp | NICOTRA-DDMP
2690 | Building Management System | FAN-85 | AHU29 FAN01 | Nicotra | DDMP | Standard | Serial | FAN | 2 | 234 |  |  | Active | Yes | IN-BLR-ANANTA-FAN-85_2 | uuid://24a41937-d810-49a2-b817-e8c6a0e5db04 | {"asset":{"guid":"uuid://24a41937-d810-49a2-b817-e8c6a0e5db04","site":"in-blr-ananta","name":"fan-85"}} | Airmech | [5 empty] | Modbus RTU |  |  | 216 | [20 empty] | HLI-214 | Proxied Device | Good |  | 10 |  |  | WS/Facilities |  | nicotra_ddmp | NICOTRA-DDMP
2691 | Building Management System | FAN-86 | AHU29 FAN02 | Nicotra | DDMP | Standard | Serial | FAN | 2 | 234 |  |  | Active | Yes | IN-BLR-ANANTA-FAN-86_2 | uuid://6898945c-2c84-44e7-a04b-f612acb45823 | {"asset":{"guid":"uuid://6898945c-2c84-44e7-a04b-f612acb45823","site":"in-blr-ananta","name":"fan-86"}} | Airmech | [5 empty] | Modbus RTU |  |  | 217 | [20 empty] | HLI-214 | Proxied Device | Good |  | 10 |  |  | WS/Facilities |  | nicotra_ddmp | NICOTRA-DDMP
2690 | Building Management System | FAN-87 | AHU29 FAN03 | Nicotra | DDMP | Standard | Serial | FAN | 2 | 234 |  |  | Active | Yes | IN-BLR-ANANTA-FAN-87_2 | uuid://02d4f16c-7813-4616-8b11-11f885f6c9ed | {"asset":{"guid":"uuid://02d4f16c-7813-4616-8b11-11f885f6c9ed","site":"in-blr-ananta","name":"fan-87"}} | Airmech | [5 empty] | Modbus RTU |  |  | 218 | [20 empty] | HLI-214 | Proxied Device | Good |  | 10 |  |  | WS/Facilities |  | nicotra_ddmp | NICOTRA-DDMP
2690 | Building Management System | FAN-88 | AHU29 FAN04 | DAIKIN | FXZQ32BVM6 | Standard | Serial | FAN | 2 | 234 |  |  | Active | Yes | IN-BLR-ANANTA-FAN-88_2 | uuid://7193e77d-73d7-495f-a2cf-81d63b7fe088 | {"asset":{"guid":"uuid://7193e77d-73d7-495f-a2cf-81d63b7fe088","site":"in-blr-ananta","name":"fan-88"}} | Airmech | [5 empty] | Modbus RTU |  |  | 219 | [20 empty] | HLI-214 | Proxied Device | Good |  | 10 |  |  | WS/Facilities |  | daikin_fxzq32bvm6 | DAIKIN-FXZQ32BVM6
2690 | Building Management System | FAN-89 | AHU30 FAN01 | DAIKIN | FXZQ32BVM6 | Standard | Serial | FAN | 2 | 234 |  |  | Active | Yes | IN-BLR-ANANTA-FAN-89_2 | uuid://53b7f159-13a7-414a-916e-a3db77328f26 | {"asset":{"guid":"uuid://53b7f159-13a7-414a-916e-a3db77328f26","site":"in-blr-ananta","name":"fan-89"}} | Airmech | [5 empty] | Modbus RTU |  |  | 220 | [20 empty] | HLI-214 | Proxied Device | Good |  | 10 |  |  | WS/Facilities |  | daikin_fxzq32bvm6 | DAIKIN-FXZQ32BVM6
2690 | Building Management System | FAN-90 | AHU30 FAN02 | DAIKIN | FXZQ32BVM6 | Standard | Serial | FAN | 2 | 234 |  |  | Active | Yes | IN-BLR-ANANTA-FAN-90_2 | uuid://e28a6dc5-eb71-4bbf-a73a-ca59ab2cdb33 | {"asset":{"guid":"uuid://e28a6dc5-eb71-4bbf-a73a-ca59ab2cdb33","site":"in-blr-ananta","name":"fan-90"}} | Airmech | [5 empty] | Modbus RTU |  |  | 221 | [20 empty] | HLI-214 | Proxied Device | Good |  | 10 |  |  | WS/Facilities |  | daikin_fxzq32bvm6 | DAIKIN-FXZQ32BVM6
2689 | Building Management System | FAN-91 | AHU41 FAN01 | DAIKIN | FXZQ32BVM6 | Standard | Serial | FAN | 3 | 334 |  |  | Active | Yes | IN-BLR-ANANTA-FAN-91_3 | uuid://35888a97-077b-4fa3-96d6-f07785c480c5 | {"asset":{"guid":"uuid://35888a97-077b-4fa3-96d6-f07785c480c5","site":"in-blr-ananta","name":"fan-91"}} | Airmech | [5 empty] | Modbus RTU |  |  | 238 | [20 empty] | HLI-214 | Proxied Device | Good |  | 10 |  |  | WS/Facilities |  | daikin_fxzq32bvm6 | DAIKIN-FXZQ32BVM6
2691 | Building Management System | FAN-92 | AHU41 FAN02 | DAIKIN | FXZQ32BVM6 | Standard | Serial | FAN | 3 | 334 |  |  | Active | Yes | IN-BLR-ANANTA-FAN-92_3 | uuid://b7e1aa87-0bfd-4599-8929-2764d8b4ab69 | {"asset":{"guid":"uuid://b7e1aa87-0bfd-4599-8929-2764d8b4ab69","site":"in-blr-ananta","name":"fan-92"}} | Airmech | [5 empty] | Modbus RTU |  |  | 239 | [20 empty] | HLI-214 | Proxied Device | Good |  | 10 |  |  | WS/Facilities |  | daikin_fxzq32bvm6 | DAIKIN-FXZQ32BVM6
2690 | Building Management System | FAN-93 | AHU41 FAN03 | DAIKIN | FXZQ32BVM6 | Standard | Serial | FAN | 3 | 334 |  |  | Active | Yes | IN-BLR-ANANTA-FAN-93_3 | uuid://7f7d11fa-1d23-40a0-ae36-c75e09565f18 | {"asset":{"guid":"uuid://7f7d11fa-1d23-40a0-ae36-c75e09565f18","site":"in-blr-ananta","name":"fan-93"}} | Airmech | [5 empty] | Modbus RTU |  |  | 240 | [20 empty] | HLI-214 | Proxied Device | Good |  | 10 |  |  | WS/Facilities |  | daikin_fxzq32bvm6 | DAIKIN-FXZQ32BVM6
2691 | Building Management System | FAN-94 | AHU42 FAN01 | DAIKIN | FXZQ32BVM6 | Standard | Serial | FAN | 3 | 334 |  |  | Active | Yes | IN-BLR-ANANTA-FAN-94_3 | uuid://456f299a-d565-4d10-9e08-25c4c1c6299a | {"asset":{"guid":"uuid://456f299a-d565-4d10-9e08-25c4c1c6299a","site":"in-blr-ananta","name":"fan-94"}} | Airmech | [5 empty] | Modbus RTU |  |  | 241 | [20 empty] | HLI-214 | Proxied Device | Good |  | 10 |  |  | WS/Facilities |  | daikin_fxzq32bvm6 | DAIKIN-FXZQ32BVM6
2690 | Building Management System | FAN-95 | AHU42 FAN02 | DAIKIN | FXZQ32BVM6 | Standard | Serial | FAN | 3 | 334 |  |  | Active | Yes | IN-BLR-ANANTA-FAN-95_3 | uuid://6ec6502d-e72b-45ba-b906-5965d0e30250 | {"asset":{"guid":"uuid://6ec6502d-e72b-45ba-b906-5965d0e30250","site":"in-blr-ananta","name":"fan-95"}} | Airmech | [5 empty] | Modbus RTU |  |  | 242 | [20 empty] | HLI-214 | Proxied Device | Good |  | 10 |  |  | WS/Facilities |  | daikin_fxzq32bvm6 | DAIKIN-FXZQ32BVM6
2691 | Building Management System | FAN-96 | AHU42 FAN03 | DAIKIN | FXZQ32BVM6 | Standard | Serial | FAN | 3 | 334 |  |  | Active | Yes | IN-BLR-ANANTA-FAN-96_3 | uuid://2232dd69-4d45-4e49-acd8-dd4647395ffd | {"asset":{"guid":"uuid://2232dd69-4d45-4e49-acd8-dd4647395ffd","site":"in-blr-ananta","name":"fan-96"}} | Airmech | [5 empty] | Modbus RTU |  |  | 243 | [20 empty] | HLI-214 | Proxied Device | Good |  | 10 |  |  | WS/Facilities |  | daikin_fxzq32bvm6 | DAIKIN-FXZQ32BVM6
2690 | Building Management System | FAN-97 | AHU39 FAN01 | DAIKIN | FXZQ32BVM6 | Standard | Serial | FAN | 3 | 319 |  |  | Active | Yes | IN-BLR-ANANTA-FAN-97_3 | uuid://5eb995e9-f1c7-4fff-aca5-609bb1869413 | {"asset":{"guid":"uuid://5eb995e9-f1c7-4fff-aca5-609bb1869413","site":"in-blr-ananta","name":"fan-97"}} | Airmech | [5 empty] | Modbus RTU |  |  | 80 | [20 empty] | HLI-216 | Proxied Device | Good |  | 10 |  |  | WS/Facilities |  | daikin_fxzq32bvm6 | DAIKIN-FXZQ32BVM6
2691 | Building Management System | FAN-98 | AHU39 FAN02 | DAIKIN | FXZQ32BVM6 | Standard | Serial | FAN | 3 | 319 |  |  | Active | Yes | IN-BLR-ANANTA-FAN-98_3 | uuid://d1cfcf9b-f39a-4c4d-bf02-752ca4be8a2c | {"asset":{"guid":"uuid://d1cfcf9b-f39a-4c4d-bf02-752ca4be8a2c","site":"in-blr-ananta","name":"fan-98"}} | Airmech | [5 empty] | Modbus RTU |  |  | 81 | [20 empty] | HLI-216 | Proxied Device | Good |  | 10 |  |  | WS/Facilities |  | daikin_fxzq32bvm6 | DAIKIN-FXZQ32BVM6
2690 | Building Management System | FAN-99 | AHU39 FAN03 | DAIKIN | FXZQ32BVM6 | Standard | Serial | FAN | 3 | 319 |  |  | Active | Yes | IN-BLR-ANANTA-FAN-99_3 | uuid://607b3fb1-dbab-4445-bfc1-d6e446ef5fa2 | {"asset":{"guid":"uuid://607b3fb1-dbab-4445-bfc1-d6e446ef5fa2","site":"in-blr-ananta","name":"fan-99"}} | Airmech | [5 empty] | Modbus RTU |  |  | 82 | [20 empty] | HLI-216 | Proxied Device | Good |  | 10 |  |  | WS/Facilities |  | daikin_fxzq32bvm6 | DAIKIN-FXZQ32BVM6
2690 | Building Management System | FAN-100 | AHU40 FAN01 | DAIKIN | FXZQ32BVM6 | Standard | Serial | FAN | 3 | 319 |  |  | Active | Yes | IN-BLR-ANANTA-FAN-100_3 | uuid://4582d4f4-d434-43a9-9c1d-787805b699e2 | {"asset":{"guid":"uuid://4582d4f4-d434-43a9-9c1d-787805b699e2","site":"in-blr-ananta","name":"fan-100"}} | Airmech | [5 empty] | Modbus RTU |  |  | 83 | [20 empty] | HLI-216 | Proxied Device | Good |  | 10 |  |  | WS/Facilities |  | daikin_fxzq32bvm6 | DAIKIN-FXZQ32BVM6
2690 | Building Management System | FAN-101 | AHU40 FAN02 | Aquagen | EVCB SERIES | Standard | Serial | FAN | 3 | 319 |  |  | Active | Yes | IN-BLR-ANANTA-FAN-101_3 | uuid://187cfc41-345a-44e5-9049-935189d726a9 | {"asset":{"guid":"uuid://187cfc41-345a-44e5-9049-935189d726a9","site":"in-blr-ananta","name":"fan-101"}} | Airmech | [5 empty] | Modbus RTU |  |  | 84 | [20 empty] | HLI-216 | Proxied Device | Good |  | 10 |  |  | WS/Facilities |  | aquagen_evcbseries | AQUAGEN-EVCBSERIES
2690 | Building Management System | FAN-102 | AHU40 FAN03 | Aquagen | EVCB SERIES | Standard | Serial | FAN | 3 | 319 |  |  | Active | Yes | IN-BLR-ANANTA-FAN-102_3 | uuid://8597a82c-21b9-44ea-8acf-2a29efe9c28c | {"asset":{"guid":"uuid://8597a82c-21b9-44ea-8acf-2a29efe9c28c","site":"in-blr-ananta","name":"fan-102"}} | Airmech | [5 empty] | Modbus RTU |  |  | 85 | [20 empty] | HLI-216 | Proxied Device | Good |  | 10 |  |  | WS/Facilities |  | aquagen_evcbseries | AQUAGEN-EVCBSERIES
2689 | Building Management System | FAN-103 | AHU27 FAN01 | Neptronic | EVCB SERIES | Standard | Serial | FAN | 2 | 219 |  |  | Active | Yes | IN-BLR-ANANTA-FAN-103_2 | uuid://3538e396-0d68-4be4-a0ec-22c586d4f8bb | {"asset":{"guid":"uuid://3538e396-0d68-4be4-a0ec-22c586d4f8bb","site":"in-blr-ananta","name":"fan-103"}} | Airmech | [5 empty] | Modbus RTU |  |  | 92 | [20 empty] | HLI-216 | Proxied Device | Good |  | 10 |  |  | WS/Facilities |  | neptronic_evcbseries | NEPTRONIC-EVCBSERIES
2691 | Building Management System | FAN-104 | AHU27 FAN02 | Neptronic | EVCB SERIES | Standard | Serial | FAN | 2 | 219 |  |  | Active | Yes | IN-BLR-ANANTA-FAN-104_2 | uuid://5456a24b-7b85-4251-bf84-698589f86950 | {"asset":{"guid":"uuid://5456a24b-7b85-4251-bf84-698589f86950","site":"in-blr-ananta","name":"fan-104"}} | Airmech | [5 empty] | Modbus RTU |  |  | 93 | [20 empty] | HLI-216 | Proxied Device | Good |  | 10 |  |  | WS/Facilities |  | neptronic_evcbseries | NEPTRONIC-EVCBSERIES
2690 | Building Management System | FAN-105 | AHU27 FAN03 | Neptronic | EVCB SERIES | Standard | Serial | FAN | 2 | 219 |  |  | Active | Yes | IN-BLR-ANANTA-FAN-105_2 | uuid://68dd2a19-0fb7-468e-bf70-9ab83aa0afbc | {"asset":{"guid":"uuid://68dd2a19-0fb7-468e-bf70-9ab83aa0afbc","site":"in-blr-ananta","name":"fan-105"}} | Airmech | [5 empty] | Modbus RTU |  |  | 94 | [20 empty] | HLI-216 | Proxied Device | Good |  | 10 |  |  | WS/Facilities |  | neptronic_evcbseries | NEPTRONIC-EVCBSERIES
2690 | Building Management System | FAN-106 | AHU27 FAN04 | Neptronic | EVCB SERIES | Standard | Serial | FAN | 2 | 219 |  |  | Active | Yes | IN-BLR-ANANTA-FAN-106_2 | uuid://054b91fc-d860-4a41-ab31-47bd52729a5e | {"asset":{"guid":"uuid://054b91fc-d860-4a41-ab31-47bd52729a5e","site":"in-blr-ananta","name":"fan-106"}} | Airmech | [5 empty] | Modbus RTU |  |  | 95 | [20 empty] | HLI-216 | Proxied Device | Good |  | 10 |  |  | WS/Facilities |  | neptronic_evcbseries | NEPTRONIC-EVCBSERIES
2690 | Building Management System | FAN-107 | AHU28 FAN01 | Neptronic | EVCB SERIES | Standard | Serial | FAN | 2 | 219 |  |  | Active | Yes | IN-BLR-ANANTA-FAN-107_2 | uuid://83cb84ca-7b6b-4388-ae5e-475708c8ee67 | {"asset":{"guid":"uuid://83cb84ca-7b6b-4388-ae5e-475708c8ee67","site":"in-blr-ananta","name":"fan-107"}} | Airmech | [5 empty] | Modbus RTU |  |  | 96 | [20 empty] | HLI-216 | Proxied Device | Good |  | 10 |  |  | WS/Facilities |  | neptronic_evcbseries | NEPTRONIC-EVCBSERIES
2690 | Building Management System | FAN-108 | AHU28 FAN02 | Neptronic | EVCB SERIES | Standard | Serial | FAN | 2 | 219 |  |  | Active | Yes | IN-BLR-ANANTA-FAN-108_2 | uuid://9eee20eb-5a3f-4310-8fff-a2be09bcbcc3 | {"asset":{"guid":"uuid://9eee20eb-5a3f-4310-8fff-a2be09bcbcc3","site":"in-blr-ananta","name":"fan-108"}} | Airmech | [5 empty] | Modbus RTU |  |  | 97 | [20 empty] | HLI-216 | Proxied Device | Good |  | 10 |  |  | WS/Facilities |  | neptronic_evcbseries | NEPTRONIC-EVCBSERIES
2690 | Building Management System | FAN-109 | AHU28 FAN03 | Neptronic | EVCB SERIES | Standard | Serial | FAN | 2 | 219 |  |  | Active | Yes | IN-BLR-ANANTA-FAN-109_2 | uuid://52636b1e-0e6b-4061-a81e-f99267d7e599 | {"asset":{"guid":"uuid://52636b1e-0e6b-4061-a81e-f99267d7e599","site":"in-blr-ananta","name":"fan-109"}} | Airmech | [5 empty] | Modbus RTU |  |  | 98 | [20 empty] | HLI-216 | Proxied Device | Good |  | 10 |  |  | WS/Facilities |  | neptronic_evcbseries | NEPTRONIC-EVCBSERIES
2690 | Building Management System | FAN-110 | AHU28 FAN04 | Neptronic | EVCB SERIES | Standard | Serial | FAN | 2 | 219 |  |  | Active | Yes | IN-BLR-ANANTA-FAN-110_2 | uuid://31f8bf7c-b60b-478e-a2b3-efd4d8294794 | {"asset":{"guid":"uuid://31f8bf7c-b60b-478e-a2b3-efd4d8294794","site":"in-blr-ananta","name":"fan-110"}} | Airmech | [5 empty] | Modbus RTU |  |  | 99 | [20 empty] | HLI-216 | Proxied Device | Good |  | 10 |  |  | WS/Facilities |  | neptronic_evcbseries | NEPTRONIC-EVCBSERIES
2690 | Building Management System | FAN-111 | AHU76 FAN01 | Neptronic | EVCB SERIES | Standard | Serial | FAN | 6 | 619 |  |  | Active | Yes | IN-BLR-ANANTA-FAN-111_6 | uuid://095d940e-55ad-4399-9f2b-33b9d898b75e | {"asset":{"guid":"uuid://095d940e-55ad-4399-9f2b-33b9d898b75e","site":"in-blr-ananta","name":"fan-111"}} | Airmech | [5 empty] | Modbus RTU |  |  | 8 | [20 empty] | HLI-216 | Proxied Device | Good |  | 10 |  |  | WS/Facilities |  | neptronic_evcbseries | NEPTRONIC-EVCBSERIES
2690 | Building Management System | FAN-112 | AHU76 FAN02 | Neptronic | EVCB SERIES | Standard | Serial | FAN | 6 | 619 |  |  | Active | Yes | IN-BLR-ANANTA-FAN-112_6 | uuid://a260070e-5b84-4821-8024-92d83fcdabd3 | {"asset":{"guid":"uuid://a260070e-5b84-4821-8024-92d83fcdabd3","site":"in-blr-ananta","name":"fan-112"}} | Airmech | [5 empty] | Modbus RTU |  |  | 9 | [20 empty] | HLI-216 | Proxied Device | Good |  | 10 |  |  | WS/Facilities |  | neptronic_evcbseries | NEPTRONIC-EVCBSERIES
2690 | Building Management System | FAN-113 | AHU76 FAN03 | Neptronic | EVCB SERIES | Standard | Serial | FAN | 6 | 619 |  |  | Active | Yes | IN-BLR-ANANTA-FAN-113_6 | uuid://321708b7-5ee2-43a1-b2d8-c6429d590206 | {"asset":{"guid":"uuid://321708b7-5ee2-43a1-b2d8-c6429d590206","site":"in-blr-ananta","name":"fan-113"}} | Airmech | [5 empty] | Modbus RTU |  |  | 10 | [20 empty] | HLI-216 | Proxied Device | Good |  | 10 |  |  | WS/Facilities |  | neptronic_evcbseries | NEPTRONIC-EVCBSERIES
2690 | Building Management System | FAN-114 | AHU75 FAN01 | Neptronic | EVCB SERIES | Standard | Serial | FAN | 6 | 619 |  |  | Active | Yes | IN-BLR-ANANTA-FAN-114_6 | uuid://a390153b-6258-4156-abe2-8a4acaae3ea0 | {"asset":{"guid":"uuid://a390153b-6258-4156-abe2-8a4acaae3ea0","site":"in-blr-ananta","name":"fan-114"}} | Airmech | [5 empty] | Modbus RTU |  |  | 11 | [20 empty] | HLI-216 | Proxied Device | Good |  | 10 |  |  | WS/Facilities |  | neptronic_evcbseries | NEPTRONIC-EVCBSERIES
2690 | Building Management System | FAN-115 | AHU75 FAN02 | Neptronic | EVCB SERIES | Standard | Serial | FAN | 6 | 619 |  |  | Active | Yes | IN-BLR-ANANTA-FAN-115_6 | uuid://b8929741-8301-4abb-96a3-c5e9f7986722 | {"asset":{"guid":"uuid://b8929741-8301-4abb-96a3-c5e9f7986722","site":"in-blr-ananta","name":"fan-115"}} | Airmech | [5 empty] | Modbus RTU |  |  | 12 | [20 empty] | HLI-216 | Proxied Device | Good |  | 10 |  |  | WS/Facilities |  | neptronic_evcbseries | NEPTRONIC-EVCBSERIES
2690 | Building Management System | FAN-116 | AHU75 FAN03 | Neptronic | EVCB SERIES | Standard | Serial | FAN | 6 | 619 |  |  | Active | Yes | IN-BLR-ANANTA-FAN-116_6 | uuid://888b21f1-3b31-4f78-916a-0e31e443a5a7 | {"asset":{"guid":"uuid://888b21f1-3b31-4f78-916a-0e31e443a5a7","site":"in-blr-ananta","name":"fan-116"}} | Airmech | [5 empty] | Modbus RTU |  |  | 13 | [20 empty] | HLI-216 | Proxied Device | Good |  | 10 |  |  | WS/Facilities |  | neptronic_evcbseries | NEPTRONIC-EVCBSERIES
2690 | Building Management System | FAN-117 | AHU63 FAN01 | Neptronic | EVCB SERIES | Standard | Serial | FAN | 5 | 519 |  |  | Active | Yes | IN-BLR-ANANTA-FAN-117_5 | uuid://b3fe1d68-4a71-4695-8c7e-0a9d08fce417 | {"asset":{"guid":"uuid://b3fe1d68-4a71-4695-8c7e-0a9d08fce417","site":"in-blr-ananta","name":"fan-117"}} | Airmech | [5 empty] | Modbus RTU |  |  | 26 | [20 empty] | HLI-216 | Proxied Device | Good |  | 10 |  |  | WS/Facilities |  | neptronic_evcbseries | NEPTRONIC-EVCBSERIES
2690 | Building Management System | FAN-118 | AHU63 FAN02 | Neptronic | EVCB SERIES | Standard | Serial | FAN | 5 | 519 |  |  | Active | Yes | IN-BLR-ANANTA-FAN-118_5 | uuid://07d693ee-a7fc-403d-ad42-970e8efd9e0a | {"asset":{"guid":"uuid://07d693ee-a7fc-403d-ad42-970e8efd9e0a","site":"in-blr-ananta","name":"fan-118"}} | Airmech | [5 empty] | Modbus RTU |  |  | 27 | [20 empty] | HLI-216 | Proxied Device | Good |  | 10 |  |  | WS/Facilities |  | neptronic_evcbseries | NEPTRONIC-EVCBSERIES
2690 | Building Management System | FAN-119 | AHU63 FAN03 | Neptronic | EVCB SERIES | Standard | Serial | FAN | 5 | 519 |  |  | Active | Yes | IN-BLR-ANANTA-FAN-119_5 | uuid://866ddf9c-be5c-4962-bb60-84dbf339f755 | {"asset":{"guid":"uuid://866ddf9c-be5c-4962-bb60-84dbf339f755","site":"in-blr-ananta","name":"fan-119"}} | Airmech | [5 empty] | Modbus RTU |  |  | 28 | [20 empty] | HLI-216 | Proxied Device | Good |  | 10 |  |  | WS/Facilities |  | neptronic_evcbseries | NEPTRONIC-EVCBSERIES
2690 | Building Management System | FAN-120 | AHU64 FAN01 | Neptronic | EVCB SERIES | Standard | Serial | FAN | 5 | 519 |  |  | Active | Yes | IN-BLR-ANANTA-FAN-120_5 | uuid://1ca7b7e4-22a7-416f-aa30-70ee209b7062 | {"asset":{"guid":"uuid://1ca7b7e4-22a7-416f-aa30-70ee209b7062","site":"in-blr-ananta","name":"fan-120"}} | Airmech | [5 empty] | Modbus RTU |  |  | 29 | [20 empty] | HLI-216 | Proxied Device | Good |  | 10 |  |  | WS/Facilities |  | neptronic_evcbseries | NEPTRONIC-EVCBSERIES
2690 | Building Management System | FAN-121 | AHU64 FAN02 | Neptronic | EVCB SERIES | Standard | Serial | FAN | 5 | 519 |  |  | Active | Yes | IN-BLR-ANANTA-FAN-121_5 | uuid://22334eb0-369a-4208-87be-f6395aefbce4 | {"asset":{"guid":"uuid://22334eb0-369a-4208-87be-f6395aefbce4","site":"in-blr-ananta","name":"fan-121"}} | Airmech | [5 empty] | Modbus RTU |  |  | 30 | [20 empty] | HLI-216 | Proxied Device | Good |  | 10 |  |  | WS/Facilities |  | neptronic_evcbseries | NEPTRONIC-EVCBSERIES
2690 | Building Management System | FAN-122 | AHU64 FAN03 | Neptronic | EVCB SERIES | Standard | Serial | FAN | 5 | 519 |  |  | Active | Yes | IN-BLR-ANANTA-FAN-122_5 | uuid://ad6b6908-cf52-4849-90f7-3223b290e4b0 | {"asset":{"guid":"uuid://ad6b6908-cf52-4849-90f7-3223b290e4b0","site":"in-blr-ananta","name":"fan-122"}} | Airmech | [5 empty] | Modbus RTU |  |  | 31 | [20 empty] | HLI-216 | Proxied Device | Good |  | 10 |  |  | WS/Facilities |  | neptronic_evcbseries | NEPTRONIC-EVCBSERIES
2690 | Building Management System | FAN-123 | AHU51 FAN01 | Neptronic | EVCB SERIES | Standard | Serial | FAN | 4 | 419 |  |  | Active | Yes | IN-BLR-ANANTA-FAN-123_4 | uuid://bbf07014-060e-47e0-a683-fa81f8960b12 | {"asset":{"guid":"uuid://bbf07014-060e-47e0-a683-fa81f8960b12","site":"in-blr-ananta","name":"fan-123"}} | Airmech | [5 empty] | Modbus RTU |  |  | 62 | [20 empty] | HLI-216 | Proxied Device | Good |  | 10 |  |  | WS/Facilities |  | neptronic_evcbseries | NEPTRONIC-EVCBSERIES
2690 | Building Management System | FAN-124 | AHU51 FAN02 | Neptronic | EVCB SERIES | Standard | Serial | FAN | 4 | 419 |  |  | Active | Yes | IN-BLR-ANANTA-FAN-124_4 | uuid://99067c54-c007-4682-a5a7-2bb307918cd3 | {"asset":{"guid":"uuid://99067c54-c007-4682-a5a7-2bb307918cd3","site":"in-blr-ananta","name":"fan-124"}} | Airmech | [5 empty] | Modbus RTU |  |  | 63 | [20 empty] | HLI-216 | Proxied Device | Good |  | 10 |  |  | WS/Facilities |  | neptronic_evcbseries | NEPTRONIC-EVCBSERIES
2690 | Building Management System | FAN-125 | AHU51 FAN03 | Nicotra | DDMP | Standard | Serial | FAN | 4 | 419 |  |  | Active | Yes | IN-BLR-ANANTA-FAN-125_4 | uuid://7580e270-dab6-4cb9-b2bf-147d4f3ac6d8 | {"asset":{"guid":"uuid://7580e270-dab6-4cb9-b2bf-147d4f3ac6d8","site":"in-blr-ananta","name":"fan-125"}} | Airmech | [5 empty] | Modbus RTU |  |  | 64 | [20 empty] | HLI-216 | Proxied Device | Good |  | 10 |  |  | WS/Facilities |  | nicotra_ddmp | NICOTRA-DDMP
2690 | Building Management System | FAN-126 | AHU52 FAN01 | Nicotra | DDMP | Standard | Serial | FAN | 4 | 419 |  |  | Active | Yes | IN-BLR-ANANTA-FAN-126_4 | uuid://4da44ce3-8fdc-48ac-a0c7-1e69058b981a | {"asset":{"guid":"uuid://4da44ce3-8fdc-48ac-a0c7-1e69058b981a","site":"in-blr-ananta","name":"fan-126"}} | Airmech | [5 empty] | Modbus RTU |  |  | 65 | [20 empty] | HLI-216 | Proxied Device | Good |  | 10 |  |  | WS/Facilities |  | nicotra_ddmp | NICOTRA-DDMP
2689 | Building Management System | FAN-127 | AHU52 FAN02 | Nicotra | DDMP | Standard | Serial | FAN | 4 | 419 |  |  | Active | Yes | IN-BLR-ANANTA-FAN-127_4 | uuid://f95cb344-7a3c-4d2c-b86e-39e3eb3ea3e2 | {"asset":{"guid":"uuid://f95cb344-7a3c-4d2c-b86e-39e3eb3ea3e2","site":"in-blr-ananta","name":"fan-127"}} | Airmech | [5 empty] | Modbus RTU |  |  | 66 | [20 empty] | HLI-216 | Proxied Device | Good |  | 10 |  |  | WS/Facilities |  | nicotra_ddmp | NICOTRA-DDMP
2691 | Building Management System | FAN-128 | AHU52 FAN03 | Nicotra | DDMP | Standard | Serial | FAN | 4 | 419 |  |  | Active | Yes | IN-BLR-ANANTA-FAN-128_4 | uuid://cd17c207-eb86-4fb1-b41a-fa57b19b6796 | {"asset":{"guid":"uuid://cd17c207-eb86-4fb1-b41a-fa57b19b6796","site":"in-blr-ananta","name":"fan-128"}} | Airmech | [5 empty] | Modbus RTU |  |  | 67 | [20 empty] | HLI-216 | Proxied Device | Good |  | 10 |  |  | WS/Facilities |  | nicotra_ddmp | NICOTRA-DDMP
2690 | Building Management System | FAN-129 | AHU38 FAN01 | Nicotra | DDMP | Standard | Serial | FAN | 3 | 348 |  |  | Active | Yes | IN-BLR-ANANTA-FAN-129_3 | uuid://4fa2e2e7-4bab-4f0a-85f3-7fb5f846bcb3 | {"asset":{"guid":"uuid://4fa2e2e7-4bab-4f0a-85f3-7fb5f846bcb3","site":"in-blr-ananta","name":"fan-129"}} | Airmech | [5 empty] | Modbus RTU |  |  | 2 | [20 empty] | HLI-217 | Proxied Device | Good |  | 10 |  |  | WS/Facilities |  | nicotra_ddmp | NICOTRA-DDMP
2691 | Building Management System | FAN-130 | AHU38 FAN02 | Nicotra | DDMP | Standard | Serial | FAN | 3 | 348 |  |  | Active | Yes | IN-BLR-ANANTA-FAN-130_3 | uuid://922dc178-835f-4ad9-92c6-930f2b6e67c6 | {"asset":{"guid":"uuid://922dc178-835f-4ad9-92c6-930f2b6e67c6","site":"in-blr-ananta","name":"fan-130"}} | Airmech | [5 empty] | Modbus RTU |  |  | 3 | [20 empty] | HLI-217 | Proxied Device | Good |  | 10 |  |  | WS/Facilities |  | nicotra_ddmp | NICOTRA-DDMP
2690 | Building Management System | FAN-131 | AHU38 FAN03 | Nicotra | DDMP | Standard | Serial | FAN | 3 | 348 |  |  | Active | Yes | IN-BLR-ANANTA-FAN-131_3 | uuid://89f95b60-a552-45db-951f-ec90db8e157e | {"asset":{"guid":"uuid://89f95b60-a552-45db-951f-ec90db8e157e","site":"in-blr-ananta","name":"fan-131"}} | Airmech | [5 empty] | Modbus RTU |  |  | 4 | [20 empty] | HLI-217 | Proxied Device | Good |  | 10 |  |  | WS/Facilities |  | nicotra_ddmp | NICOTRA-DDMP
2690 | Building Management System | FAN-132 | AHU25 FAN01 | DAIKIN | FXZQ32BVM6 | Standard | Serial | FAN | 2 | 248 |  |  | Active | Yes | IN-BLR-ANANTA-FAN-132_2 | uuid://7100b7f2-3832-40d9-ab80-9546c15d1bce | {"asset":{"guid":"uuid://7100b7f2-3832-40d9-ab80-9546c15d1bce","site":"in-blr-ananta","name":"fan-132"}} | Airmech | [5 empty] | Modbus RTU |  |  | 222 | [20 empty] | HLI-217 | Proxied Device | Good |  | 10 |  |  | WS/Facilities |  | daikin_fxzq32bvm6 | DAIKIN-FXZQ32BVM6
2690 | Building Management System | FAN-133 | AHU25 FAN02 | DAIKIN | FXZQ32BVM6 | Standard | Serial | FAN | 2 | 248 |  |  | Active | Yes | IN-BLR-ANANTA-FAN-133_2 | uuid://40645af4-7a97-4fcb-9c2b-5c3516bc87c7 | {"asset":{"guid":"uuid://40645af4-7a97-4fcb-9c2b-5c3516bc87c7","site":"in-blr-ananta","name":"fan-133"}} | Airmech | [5 empty] | Modbus RTU |  |  | 223 | [20 empty] | HLI-217 | Proxied Device | Good |  | 10 |  |  | WS/Facilities |  | daikin_fxzq32bvm6 | DAIKIN-FXZQ32BVM6
2690 | Building Management System | FAN-134 | AHU25 FAN03 | DAIKIN | FXZQ32BVM6 | Standard | Serial | FAN | 2 | 248 |  |  | Active | Yes | IN-BLR-ANANTA-FAN-134_2 | uuid://be80dfb5-72ce-4fd5-bd0d-570369a48245 | {"asset":{"guid":"uuid://be80dfb5-72ce-4fd5-bd0d-570369a48245","site":"in-blr-ananta","name":"fan-134"}} | Airmech | [5 empty] | Modbus RTU |  |  | 224 | [20 empty] | HLI-217 | Proxied Device | Good |  | 10 |  |  | WS/Facilities |  | daikin_fxzq32bvm6 | DAIKIN-FXZQ32BVM6
2689 | Building Management System | FAN-135 | AHU25 FAN04 | DAIKIN | FXZQ32BVM6 | Standard | Serial | FAN | 2 | 248 |  |  | Active | Yes | IN-BLR-ANANTA-FAN-135_2 | uuid://29cb6b4e-f94b-420a-bf81-021d656550ec | {"asset":{"guid":"uuid://29cb6b4e-f94b-420a-bf81-021d656550ec","site":"in-blr-ananta","name":"fan-135"}} | Airmech | [5 empty] | Modbus RTU |  |  | 225 | [20 empty] | HLI-217 | Proxied Device | Good |  | 10 |  |  | WS/Facilities |  | daikin_fxzq32bvm6 | DAIKIN-FXZQ32BVM6
2691 | Building Management System | FAN-136 | AHU26 FAN01 | DAIKIN | FXZQ32BVM6 | Standard | Serial | FAN | 2 | 248 |  |  | Active | Yes | IN-BLR-ANANTA-FAN-136_2 | uuid://d3c63f5f-0d0a-49cd-a6ce-b62b96db7928 | {"asset":{"guid":"uuid://d3c63f5f-0d0a-49cd-a6ce-b62b96db7928","site":"in-blr-ananta","name":"fan-136"}} | Airmech | [5 empty] | Modbus RTU |  |  | 226 | [20 empty] | HLI-217 | Proxied Device | Good |  | 10 |  |  | WS/Facilities |  | daikin_fxzq32bvm6 | DAIKIN-FXZQ32BVM6
2690 | Building Management System | FAN-137 | AHU26 FAN02 | DAIKIN | FXZQ32BVM6 | Standard | Serial | FAN | 2 | 248 |  |  | Active | Yes | IN-BLR-ANANTA-FAN-137_2 | uuid://039866b2-060b-4767-8c9e-d6e9d44d6d66 | {"asset":{"guid":"uuid://039866b2-060b-4767-8c9e-d6e9d44d6d66","site":"in-blr-ananta","name":"fan-137"}} | Airmech | [5 empty] | Modbus RTU |  |  | 227 | [20 empty] | HLI-217 | Proxied Device | Good |  | 10 |  |  | WS/Facilities |  | daikin_fxzq32bvm6 | DAIKIN-FXZQ32BVM6
2691 | Building Management System | FAN-138 | AHU26 FAN03 | DAIKIN | FXZQ32BVM6 | Standard | Serial | FAN | 2 | 248 |  |  | Active | Yes | IN-BLR-ANANTA-FAN-138_2 | uuid://56f4551a-6ebb-4830-bffa-78b2f287db8a | {"asset":{"guid":"uuid://56f4551a-6ebb-4830-bffa-78b2f287db8a","site":"in-blr-ananta","name":"fan-138"}} | Airmech | [5 empty] | Modbus RTU |  |  | 228 | [20 empty] | HLI-217 | Proxied Device | Good |  | 10 |  |  | WS/Facilities |  | daikin_fxzq32bvm6 | DAIKIN-FXZQ32BVM6
2690 | Building Management System | FAN-139 | AHU26 FAN04 | DAIKIN | FXZQ32BVM6 | Standard | Serial | FAN | 2 | 248 |  |  | Active | Yes | IN-BLR-ANANTA-FAN-139_2 | uuid://d375a1a9-a867-43bf-aa84-5076d149c6e8 | {"asset":{"guid":"uuid://d375a1a9-a867-43bf-aa84-5076d149c6e8","site":"in-blr-ananta","name":"fan-139"}} | Airmech | [5 empty] | Modbus RTU |  |  | 229 | [20 empty] | HLI-217 | Proxied Device | Good |  | 10 |  |  | WS/Facilities |  | daikin_fxzq32bvm6 | DAIKIN-FXZQ32BVM6
2691 | Building Management System | FAN-140 | AHU37 FAN01 | DAIKIN | FXZQ32BVM6 | Standard | Serial | FAN | 3 | 348 |  |  | Active | Yes | IN-BLR-ANANTA-FAN-140_3 | uuid://268bd9df-f5f8-4ec0-8291-8c264b296bae | {"asset":{"guid":"uuid://268bd9df-f5f8-4ec0-8291-8c264b296bae","site":"in-blr-ananta","name":"fan-140"}} | Airmech | [5 empty] | Modbus RTU |  |  | 244 | [20 empty] | HLI-217 | Proxied Device | Good |  | 10 |  |  | WS/Facilities |  | daikin_fxzq32bvm6 | DAIKIN-FXZQ32BVM6
2690 | Building Management System | FAN-141 | AHU37 FAN02 | EATON | 93PR | Standard | Serial | FAN | 3 | 348 |  |  | Active | Yes | IN-BLR-ANANTA-FAN-141_3 | uuid://c418efa2-1141-47e6-bf9e-5f6472894db6 | {"asset":{"guid":"uuid://c418efa2-1141-47e6-bf9e-5f6472894db6","site":"in-blr-ananta","name":"fan-141"}} | Airmech | [5 empty] | Modbus RTU |  |  | 245 | [20 empty] | HLI-217 | Proxied Device | Good |  | 10 |  |  | WS/Facilities |  | eaton_93pr | EATON-93PR
2690 | Building Management System | FAN-142 | AHU37 FAN03 | EATON | 93PR | Standard | Serial | FAN | 3 | 348 |  |  | Active | Yes | IN-BLR-ANANTA-FAN-142_3 | uuid://7869da54-e1ce-4e6c-8a7b-76730d2cc783 | {"asset":{"guid":"uuid://7869da54-e1ce-4e6c-8a7b-76730d2cc783","site":"in-blr-ananta","name":"fan-142"}} | Airmech | [5 empty] | Modbus RTU |  |  | 246 | [20 empty] | HLI-217 | Proxied Device | Good |  | 10 |  |  | WS/Facilities |  | eaton_93pr | EATON-93PR
2690 | Building Management System | FAN-143 | AHU49 FAN01 | EATON | 93PR | Standard | Serial | FAN | 4 | 448 |  |  | Active | Yes | IN-BLR-ANANTA-FAN-143_4 | uuid://59bbecd0-cf3f-439a-a172-7b54a9452d6f | {"asset":{"guid":"uuid://59bbecd0-cf3f-439a-a172-7b54a9452d6f","site":"in-blr-ananta","name":"fan-143"}} | Airmech | [5 empty] | Modbus RTU |  |  | 17 | [20 empty] | HLI-217 | Proxied Device | Good |  | 10 |  |  | WS/Facilities |  | eaton_93pr | EATON-93PR
2690 | Building Management System | FAN-144 | AHU49 FAN02 | EATON | 93PR | Standard | Serial | FAN | 4 | 448 |  |  | Active | Yes | IN-BLR-ANANTA-FAN-144_4 | uuid://222a317b-c067-4c8e-ab58-2b9ba234b9f3 | {"asset":{"guid":"uuid://222a317b-c067-4c8e-ab58-2b9ba234b9f3","site":"in-blr-ananta","name":"fan-144"}} | Airmech | [5 empty] | Modbus RTU |  |  | 18 | [20 empty] | HLI-217 | Proxied Device | Good |  | 10 |  |  | WS/Facilities |  | eaton_93pr | EATON-93PR
2690 | Building Management System | FAN-145 | AHU49 FAN03 | EATON | 93PR | Standard | Serial | FAN | 4 | 448 |  |  | Active | Yes | IN-BLR-ANANTA-FAN-145_4 | uuid://0545b578-d831-4bca-ade1-6b0f67385cd6 | {"asset":{"guid":"uuid://0545b578-d831-4bca-ade1-6b0f67385cd6","site":"in-blr-ananta","name":"fan-145"}} | Airmech | [5 empty] | Modbus RTU |  |  | 19 | [20 empty] | HLI-217 | Proxied Device | Good |  | 10 |  |  | WS/Facilities |  | eaton_93pr | EATON-93PR
2683 | Building Management System | FAN-146 | AHU50 FAN01 | Aquagen | EVCB SERIES | Standard | Serial | FAN | 4 | 448 |  |  | Active | Yes | IN-BLR-ANANTA-FAN-146_4 | uuid://d061e3c1-d508-4f85-9191-0a297e7cda82 | {"asset":{"guid":"uuid://d061e3c1-d508-4f85-9191-0a297e7cda82","site":"in-blr-ananta","name":"fan-146"}} | Airmech | [5 empty] | Modbus RTU |  |  | 20 | [20 empty] | HLI-217 | Proxied Device | Good |  | 10 |  |  | WS/Facilities |  | aquagen_evcbseries | AQUAGEN-EVCBSERIES
2684 | Building Management System | FAN-147 | AHU50 FAN02 | Aquagen | EVCB SERIES | Standard | Serial | FAN | 4 | 448 |  |  | Active | Yes | IN-BLR-ANANTA-FAN-147_4 | uuid://16e23058-f34d-4265-af7c-7117b03886e5 | {"asset":{"guid":"uuid://16e23058-f34d-4265-af7c-7117b03886e5","site":"in-blr-ananta","name":"fan-147"}} | Airmech | [5 empty] | Modbus RTU |  |  | 21 | [20 empty] | HLI-217 | Proxied Device | Good |  | 10 |  |  | WS/Facilities |  | aquagen_evcbseries | AQUAGEN-EVCBSERIES
2685 | Building Management System | FAN-148 | AHU50 FAN03 | Aquagen | EVCB SERIES | Standard | Serial | FAN | 4 | 448 |  |  | Active | Yes | IN-BLR-ANANTA-FAN-148_4 | uuid://4eb389ef-3d90-4cc5-9c77-45fbf1fe5ea8 | {"asset":{"guid":"uuid://4eb389ef-3d90-4cc5-9c77-45fbf1fe5ea8","site":"in-blr-ananta","name":"fan-148"}} | Airmech | [5 empty] | Modbus RTU |  |  | 22 | [20 empty] | HLI-217 | Proxied Device | Good |  | 10 |  |  | WS/Facilities |  | aquagen_evcbseries | AQUAGEN-EVCBSERIES
2686 | Building Management System | FAN-149 | AHU61 FAN01 | Aquagen | EVCB SERIES | Standard | Serial | FAN | 5 | 548 |  |  | Active | Yes | IN-BLR-ANANTA-FAN-149_5 | uuid://528d7bfc-85e4-4226-ba2a-2dce2fbff421 | {"asset":{"guid":"uuid://528d7bfc-85e4-4226-ba2a-2dce2fbff421","site":"in-blr-ananta","name":"fan-149"}} | Airmech | [5 empty] | Modbus RTU |  |  | 35 | [20 empty] | HLI-217 | Proxied Device | Good |  | 10 |  |  | WS/Facilities |  | aquagen_evcbseries | AQUAGEN-EVCBSERIES
2687 | Building Management System | FAN-150 | AHU61 FAN02 | Aquagen | EVCB SERIES | Standard | Serial | FAN | 5 | 548 |  |  | Active | Yes | IN-BLR-ANANTA-FAN-150_5 | uuid://1bdd9965-2cf8-462b-af7c-89f38207b02c | {"asset":{"guid":"uuid://1bdd9965-2cf8-462b-af7c-89f38207b02c","site":"in-blr-ananta","name":"fan-150"}} | Airmech | [5 empty] | Modbus RTU |  |  | 36 | [20 empty] | HLI-217 | Proxied Device | Good |  | 10 |  |  | WS/Facilities |  | aquagen_evcbseries | AQUAGEN-EVCBSERIES
2688 | Building Management System | FAN-151 | AHU61 FAN03 | Aquagen | EVCB SERIES | Standard | Serial | FAN | 5 | 548 |  |  | Active | Yes | IN-BLR-ANANTA-FAN-151_5 | uuid://98fb4eed-6554-4478-b6ec-0684b75a23e2 | {"asset":{"guid":"uuid://98fb4eed-6554-4478-b6ec-0684b75a23e2","site":"in-blr-ananta","name":"fan-151"}} | Airmech | [5 empty] | Modbus RTU |  |  | 37 | [20 empty] | HLI-217 | Proxied Device | Good |  | 10 |  |  | WS/Facilities |  | aquagen_evcbseries | AQUAGEN-EVCBSERIES
2689 | Building Management System | FAN-152 | AHU73 FAN01 | Aquagen | EVCB SERIES | Standard | Serial | FAN | 6 | 648 |  |  | Active | Yes | IN-BLR-ANANTA-FAN-152_6 | uuid://948cf513-2ccf-4e4f-bb63-91198b0d2cf2 | {"asset":{"guid":"uuid://948cf513-2ccf-4e4f-bb63-91198b0d2cf2","site":"in-blr-ananta","name":"fan-152"}} | Airmech | [5 empty] | Modbus RTU |  |  | 38 | [20 empty] | HLI-217 | Proxied Device | Good |  | 10 |  |  | WS/Facilities |  | aquagen_evcbseries | AQUAGEN-EVCBSERIES
2691 | Building Management System | FAN-153 | AHU73 FAN02 | Aquagen | EVCB SERIES | Standard | Serial | FAN | 6 | 648 |  |  | Active | Yes | IN-BLR-ANANTA-FAN-153_6 | uuid://70370910-e7e0-45dd-8307-7f54c1ad60f2 | {"asset":{"guid":"uuid://70370910-e7e0-45dd-8307-7f54c1ad60f2","site":"in-blr-ananta","name":"fan-153"}} | Airmech | [5 empty] | Modbus RTU |  |  | 39 | [20 empty] | HLI-217 | Proxied Device | Good |  | 10 |  |  | WS/Facilities |  | aquagen_evcbseries | AQUAGEN-EVCBSERIES
2690 | Building Management System | FAN-154 | AHU73 FAN03 | Aquagen | EVCB SERIES | Standard | Serial | FAN | 6 | 648 |  |  | Active | Yes | IN-BLR-ANANTA-FAN-154_6 | uuid://665ced1a-2868-4a78-a04a-3b1bf0cc6864 | {"asset":{"guid":"uuid://665ced1a-2868-4a78-a04a-3b1bf0cc6864","site":"in-blr-ananta","name":"fan-154"}} | Airmech | [5 empty] | Modbus RTU |  |  | 40 | [20 empty] | HLI-217 | Proxied Device | Good |  | 10 |  |  | WS/Facilities |  | aquagen_evcbseries | AQUAGEN-EVCBSERIES
2690 | Building Management System | FAN-155 | AHU74 FAN01 | Aquagen | EVCB SERIES | Standard | Serial | FAN | 6 | 648 |  |  | Active | Yes | IN-BLR-ANANTA-FAN-155_6 | uuid://4b7838fb-5f1e-4d44-a327-cd4d4160fa6c | {"asset":{"guid":"uuid://4b7838fb-5f1e-4d44-a327-cd4d4160fa6c","site":"in-blr-ananta","name":"fan-155"}} | Airmech | [5 empty] | Modbus RTU |  |  | 41 | [20 empty] | HLI-217 | Proxied Device | Good |  | 10 |  |  | WS/Facilities |  | aquagen_evcbseries | AQUAGEN-EVCBSERIES
2690 | Building Management System | FAN-156 | AHU74 FAN02 | Aquagen | EVCB SERIES | Standard | Serial | FAN | 6 | 648 |  |  | Active | Yes | IN-BLR-ANANTA-FAN-156_6 | uuid://f9bf9ed3-e72f-44b8-b34e-0bd62538b344 | {"asset":{"guid":"uuid://f9bf9ed3-e72f-44b8-b34e-0bd62538b344","site":"in-blr-ananta","name":"fan-156"}} | Airmech | [5 empty] | Modbus RTU |  |  | 42 | [20 empty] | HLI-217 | Proxied Device | Good |  | 10 |  |  | WS/Facilities |  | aquagen_evcbseries | AQUAGEN-EVCBSERIES
2690 | Building Management System | FAN-157 | AHU74 FAN03 | Aquagen | EVCB SERIES | Standard | Serial | FAN | 6 | 648 |  |  | Active | Yes | IN-BLR-ANANTA-FAN-157_6 | uuid://afb4198a-a7a0-4b44-af30-2d11a0bba5b2 | {"asset":{"guid":"uuid://afb4198a-a7a0-4b44-af30-2d11a0bba5b2","site":"in-blr-ananta","name":"fan-157"}} | Airmech | [5 empty] | Modbus RTU |  |  | 43 | [20 empty] | HLI-217 | Proxied Device | Good |  | 10 |  |  | WS/Facilities |  | aquagen_evcbseries | AQUAGEN-EVCBSERIES
2690 | Building Management System | FAN-158 | AHU62 FAN01 | Aquagen | EVCB SERIES | Standard | Serial | FAN | 5 | 548 |  |  | Active | Yes | IN-BLR-ANANTA-FAN-158_5 | uuid://67ca421d-da4f-4978-9973-468cad12bbb1 | {"asset":{"guid":"uuid://67ca421d-da4f-4978-9973-468cad12bbb1","site":"in-blr-ananta","name":"fan-158"}} | Airmech | [5 empty] | Modbus RTU |  |  | 56 | [20 empty] | HLI-217 | Proxied Device | Good |  | 10 |  |  | WS/Facilities |  | aquagen_evcbseries | AQUAGEN-EVCBSERIES
2690 | Building Management System | FAN-159 | AHU62 FAN02 | Aquagen | EVCB SERIES | Standard | Serial | FAN | 5 | 548 |  |  | Active | Yes | IN-BLR-ANANTA-FAN-159_5 | uuid://ff95d52a-cb3f-48df-9d01-9057ae386869 | {"asset":{"guid":"uuid://ff95d52a-cb3f-48df-9d01-9057ae386869","site":"in-blr-ananta","name":"fan-159"}} | Airmech | [5 empty] | Modbus RTU |  |  | 57 | [20 empty] | HLI-217 | Proxied Device | Good |  | 10 |  |  | WS/Facilities |  | aquagen_evcbseries | AQUAGEN-EVCBSERIES
2690 | Building Management System | FAN-160 | AHU62 FAN03 | Aquagen | EVCB SERIES | Standard | Serial | FAN | 5 | 548 |  |  | Active | Yes | IN-BLR-ANANTA-FAN-160_5 | uuid://d571bd11-f660-4678-8df0-38720d84c0f5 | {"asset":{"guid":"uuid://d571bd11-f660-4678-8df0-38720d84c0f5","site":"in-blr-ananta","name":"fan-160"}} | Airmech | [5 empty] | Modbus RTU |  |  | 58 | [20 empty] | HLI-217 | Proxied Device | Good |  | 10 |  |  | WS/Facilities |  | aquagen_evcbseries | AQUAGEN-EVCBSERIES
2689 | Building Management System | FAN-161 | AHU85 FAN01 | Aquagen | EVCB SERIES | Standard | Serial | FAN | 7 | 748 |  |  | Active | Yes | IN-BLR-ANANTA-FAN-161_7 | uuid://baa34a18-5ae1-4321-a21e-da889a6cdf3d | {"asset":{"guid":"uuid://baa34a18-5ae1-4321-a21e-da889a6cdf3d","site":"in-blr-ananta","name":"fan-161"}} | Airmech | [5 empty] | Modbus RTU |  |  | 124 | [20 empty] | HLI-217 | Proxied Device | Good |  | 10 |  |  | WS/Facilities |  | aquagen_evcbseries | AQUAGEN-EVCBSERIES
2691 | Building Management System | FAN-162 | AHU85 FAN02 | Aquagen | EVCB SERIES | Standard | Serial | FAN | 7 | 748 |  |  | Active | Yes | IN-BLR-ANANTA-FAN-162_7 | uuid://1d6e346b-5bae-4792-a1ab-b82cfad5fcbb | {"asset":{"guid":"uuid://1d6e346b-5bae-4792-a1ab-b82cfad5fcbb","site":"in-blr-ananta","name":"fan-162"}} | Airmech | [5 empty] | Modbus RTU |  |  | 125 | [20 empty] | HLI-217 | Proxied Device | Good |  | 10 |  |  | WS/Facilities |  | aquagen_evcbseries | AQUAGEN-EVCBSERIES
2690 | Building Management System | FAN-163 | AHU85 FAN03 | Aquagen | EVCB SERIES | Standard | Serial | FAN | 7 | 748 |  |  | Active | Yes | IN-BLR-ANANTA-FAN-163_7 | uuid://47ec8f3e-60a0-4aab-a7c4-fe072cbf8f4a | {"asset":{"guid":"uuid://47ec8f3e-60a0-4aab-a7c4-fe072cbf8f4a","site":"in-blr-ananta","name":"fan-163"}} | Airmech | [5 empty] | Modbus RTU |  |  | 126 | [20 empty] | HLI-217 | Proxied Device | Good |  | 10 |  |  | WS/Facilities |  | aquagen_evcbseries | AQUAGEN-EVCBSERIES
2690 | Building Management System | FAN-164 | AHU86 FAN01 | Aquagen | EVCB SERIES | Standard | Serial | FAN | 7 | 748 |  |  | Active | Yes | IN-BLR-ANANTA-FAN-164_7 | uuid://848f97e9-21e2-441a-ad46-6e57f4902943 | {"asset":{"guid":"uuid://848f97e9-21e2-441a-ad46-6e57f4902943","site":"in-blr-ananta","name":"fan-164"}} | Airmech | [5 empty] | Modbus RTU |  |  | 127 | [20 empty] | HLI-217 | Proxied Device | Good |  | 10 |  |  | WS/Facilities |  | aquagen_evcbseries | AQUAGEN-EVCBSERIES
2690 | Building Management System | FAN-165 | AHU86 FAN02 | Aquagen | EVCB SERIES | Standard | Serial | FAN | 7 | 748 |  |  | Active | Yes | IN-BLR-ANANTA-FAN-165_7 | uuid://eb5d5db8-bc2e-45a8-98fb-0a029831a591 | {"asset":{"guid":"uuid://eb5d5db8-bc2e-45a8-98fb-0a029831a591","site":"in-blr-ananta","name":"fan-165"}} | Airmech | [5 empty] | Modbus RTU |  |  | 128 | [20 empty] | HLI-217 | Proxied Device | Good |  | 10 |  |  | WS/Facilities |  | aquagen_evcbseries | AQUAGEN-EVCBSERIES
2690 | Building Management System | FAN-166 | AHU86 FAN03 | Aquagen | EVCB SERIES | Standard | Serial | FAN | 7 | 748 |  |  | Active | Yes | IN-BLR-ANANTA-FAN-166_7 | uuid://318835b1-4bb9-45ec-9010-da527b3f258c | {"asset":{"guid":"uuid://318835b1-4bb9-45ec-9010-da527b3f258c","site":"in-blr-ananta","name":"fan-166"}} | Airmech | [5 empty] | Modbus RTU |  |  | 129 | [20 empty] | HLI-217 | Proxied Device | Good |  | 10 |  |  | WS/Facilities |  | aquagen_evcbseries | AQUAGEN-EVCBSERIES
2690 | Building Management System | FAN-167 | AHU55 FAN01 | Aquagen | EVCB SERIES | Standard | Serial | FAN | 4 | 433 |  |  | Active | Yes | IN-BLR-ANANTA-FAN-167_4 | uuid://0d12319b-d3b5-44c7-8486-4d23ee639052 | {"asset":{"guid":"uuid://0d12319b-d3b5-44c7-8486-4d23ee639052","site":"in-blr-ananta","name":"fan-167"}} | Airmech | [5 empty] | Modbus RTU |  |  | 56 | [20 empty] | HLI-219 | Proxied Device | Good |  | 10 |  |  | WS/Facilities |  | aquagen_evcbseries | AQUAGEN-EVCBSERIES
2690 | Building Management System | FAN-168 | AHU55 FAN02 | Aquagen | EVCB SERIES | Standard | Serial | FAN | 4 | 433 |  |  | Active | Yes | IN-BLR-ANANTA-FAN-168_4 | uuid://df20cd1a-f031-402d-a611-135db20ef014 | {"asset":{"guid":"uuid://df20cd1a-f031-402d-a611-135db20ef014","site":"in-blr-ananta","name":"fan-168"}} | Airmech | [5 empty] | Modbus RTU |  |  | 57 | [20 empty] | HLI-219 | Proxied Device | Good |  | 10 |  |  | WS/Facilities |  | aquagen_evcbseries | AQUAGEN-EVCBSERIES
2690 | Building Management System | FAN-169 | AHU55 FAN03 | Aquagen | EVCB SERIES | Standard | Serial | FAN | 4 | 433 |  |  | Active | Yes | IN-BLR-ANANTA-FAN-169_4 | uuid://74bd2788-3356-40c3-a966-eece4fd640ec | {"asset":{"guid":"uuid://74bd2788-3356-40c3-a966-eece4fd640ec","site":"in-blr-ananta","name":"fan-169"}} | Airmech | [5 empty] | Modbus RTU |  |  | 58 | [20 empty] | HLI-219 | Proxied Device | Good |  | 10 |  |  | WS/Facilities |  | aquagen_evcbseries | AQUAGEN-EVCBSERIES
2690 | Building Management System | FAN-170 | AHU56 FAN01 | Aquagen | EVCB SERIES | Standard | Serial | FAN | 4 | 433 |  |  | Active | Yes | IN-BLR-ANANTA-FAN-170_4 | uuid://b24ca889-451d-4df5-adc2-f90c1d2632d2 | {"asset":{"guid":"uuid://b24ca889-451d-4df5-adc2-f90c1d2632d2","site":"in-blr-ananta","name":"fan-170"}} | Airmech | [5 empty] | Modbus RTU |  |  | 59 | [20 empty] | HLI-219 | Proxied Device | Good |  | 10 |  |  | WS/Facilities |  | aquagen_evcbseries | AQUAGEN-EVCBSERIES
2690 | Building Management System | FAN-171 | AHU56 FAN02 | Aquagen | EVCB SERIES | Standard | Serial | FAN | 4 | 433 |  |  | Active | Yes | IN-BLR-ANANTA-FAN-171_4 | uuid://102f90b9-0358-48c5-9011-526c7f23a9f4 | {"asset":{"guid":"uuid://102f90b9-0358-48c5-9011-526c7f23a9f4","site":"in-blr-ananta","name":"fan-171"}} | Airmech | [5 empty] | Modbus RTU |  |  | 60 | [20 empty] | HLI-219 | Proxied Device | Good |  | 10 |  |  | WS/Facilities |  | aquagen_evcbseries | AQUAGEN-EVCBSERIES
2690 | Building Management System | FAN-172 | AHU56 FAN03 | Aquagen | EVCB SERIES | Standard | Serial | FAN | 4 | 433 |  |  | Active | Yes | IN-BLR-ANANTA-FAN-172_4 | uuid://01773e96-b00a-440e-b788-4d58dfa41a06 | {"asset":{"guid":"uuid://01773e96-b00a-440e-b788-4d58dfa41a06","site":"in-blr-ananta","name":"fan-172"}} | Airmech | [5 empty] | Modbus RTU |  |  | 61 | [20 empty] | HLI-219 | Proxied Device | Good |  | 10 |  |  | WS/Facilities |  | aquagen_evcbseries | AQUAGEN-EVCBSERIES
2690 | Building Management System | FAN-173 | AHU43 FAN01 | Aquagen | EVCB SERIES | Standard | Serial | FAN | 3 | 333 |  |  | Active | Yes | IN-BLR-ANANTA-FAN-173_3 | uuid://07ebffa2-59af-4778-ba77-c2108c1f45cc | {"asset":{"guid":"uuid://07ebffa2-59af-4778-ba77-c2108c1f45cc","site":"in-blr-ananta","name":"fan-173"}} | Airmech | [5 empty] | Modbus RTU |  |  | 74 | [20 empty] | HLI-219 | Proxied Device | Good |  | 10 |  |  | WS/Facilities |  | aquagen_evcbseries | AQUAGEN-EVCBSERIES
2690 | Building Management System | FAN-174 | AHU43 FAN02 | Aquagen | EVCB SERIES | Standard | Serial | FAN | 3 | 333 |  |  | Active | Yes | IN-BLR-ANANTA-FAN-174_3 | uuid://92710b4a-65dc-4547-9268-ffc06686aee6 | {"asset":{"guid":"uuid://92710b4a-65dc-4547-9268-ffc06686aee6","site":"in-blr-ananta","name":"fan-174"}} | Airmech | [5 empty] | Modbus RTU |  |  | 75 | [20 empty] | HLI-219 | Proxied Device | Good |  | 10 |  |  | WS/Facilities |  | aquagen_evcbseries | AQUAGEN-EVCBSERIES
2690 | Building Management System | FAN-175 | AHU43 FAN03 | Aquagen | EVCB SERIES | Standard | Serial | FAN | 3 | 333 |  |  | Active | Yes | IN-BLR-ANANTA-FAN-175_3 | uuid://49073e47-9f95-4ae7-9923-c99c2fbd0a55 | {"asset":{"guid":"uuid://49073e47-9f95-4ae7-9923-c99c2fbd0a55","site":"in-blr-ananta","name":"fan-175"}} | Airmech | [5 empty] | Modbus RTU |  |  | 76 | [20 empty] | HLI-219 | Proxied Device | Good |  | 10 |  |  | WS/Facilities |  | aquagen_evcbseries | AQUAGEN-EVCBSERIES
2690 | Building Management System | FAN-176 | AHU44 FAN01 | Aquagen | EVCB SERIES | Standard | Serial | FAN | 3 | 333 |  |  | Active | Yes | IN-BLR-ANANTA-FAN-176_3 | uuid://fae74b80-5e9e-4a55-bfde-fa5bd90dc9b5 | {"asset":{"guid":"uuid://fae74b80-5e9e-4a55-bfde-fa5bd90dc9b5","site":"in-blr-ananta","name":"fan-176"}} | Airmech | [5 empty] | Modbus RTU |  |  | 77 | [20 empty] | HLI-219 | Proxied Device | Good |  | 10 |  |  | WS/Facilities |  | aquagen_evcbseries | AQUAGEN-EVCBSERIES
2689 | Building Management System | FAN-177 | AHU44 FAN02 | Aquagen | EVCB SERIES | Standard | Serial | FAN | 3 | 333 |  |  | Active | Yes | IN-BLR-ANANTA-FAN-177_3 | uuid://3f0fb3ba-0715-415b-94e3-c74c69adc702 | {"asset":{"guid":"uuid://3f0fb3ba-0715-415b-94e3-c74c69adc702","site":"in-blr-ananta","name":"fan-177"}} | Airmech | [5 empty] | Modbus RTU |  |  | 78 | [20 empty] | HLI-219 | Proxied Device | Good |  | 10 |  |  | WS/Facilities |  | aquagen_evcbseries | AQUAGEN-EVCBSERIES
2691 | Building Management System | FAN-178 | AHU44 FAN03 | Aquagen | EVCB SERIES | Standard | Serial | FAN | 3 | 333 |  |  | Active | Yes | IN-BLR-ANANTA-FAN-178_3 | uuid://9a28ee41-0f63-4ab7-a61f-13a564f69ecd | {"asset":{"guid":"uuid://9a28ee41-0f63-4ab7-a61f-13a564f69ecd","site":"in-blr-ananta","name":"fan-178"}} | Airmech | [5 empty] | Modbus RTU |  |  | 79 | [20 empty] | HLI-219 | Proxied Device | Good |  | 10 |  |  | WS/Facilities |  | aquagen_evcbseries | AQUAGEN-EVCBSERIES
2690 | Building Management System | FAN-179 | AHU32 FAN01 | Aquagen | EVCB SERIES | Standard | Serial | FAN | 2 | 233 |  |  | Active | Yes | IN-BLR-ANANTA-FAN-179_2 | uuid://d817c928-903e-4f23-a4fa-d8701abc0063 | {"asset":{"guid":"uuid://d817c928-903e-4f23-a4fa-d8701abc0063","site":"in-blr-ananta","name":"fan-179"}} | Airmech | [5 empty] | Modbus RTU |  |  | 86 | [20 empty] | HLI-219 | Proxied Device | Good |  | 10 |  |  | WS/Facilities |  | aquagen_evcbseries | AQUAGEN-EVCBSERIES
2690 | Building Management System | FAN-180 | AHU32 FAN02 | Aquagen | EVCB SERIES | Standard | Serial | FAN | 2 | 233 |  |  | Active | Yes | IN-BLR-ANANTA-FAN-180_2 | uuid://56013f10-abdb-4d35-a1ba-3e180d4b6fe2 | {"asset":{"guid":"uuid://56013f10-abdb-4d35-a1ba-3e180d4b6fe2","site":"in-blr-ananta","name":"fan-180"}} | Airmech | [5 empty] | Modbus RTU |  |  | 87 | [20 empty] | HLI-219 | Proxied Device | Good |  | 10 |  |  | WS/Facilities |  | aquagen_evcbseries | AQUAGEN-EVCBSERIES
2690 | Building Management System | FAN-181 | AHU31 FAN01 | Aquagen | EVCB SERIES | Standard | Serial | FAN | 2 | 233 |  |  | Active | Yes | IN-BLR-ANANTA-FAN-181_2 | uuid://3012018e-eb3e-4fe3-849a-135bcda6be6f | {"asset":{"guid":"uuid://3012018e-eb3e-4fe3-849a-135bcda6be6f","site":"in-blr-ananta","name":"fan-181"}} | Airmech | [5 empty] | Modbus RTU |  |  | 88 | [20 empty] | HLI-219 | Proxied Device | Good |  | 10 |  |  | WS/Facilities |  | aquagen_evcbseries | AQUAGEN-EVCBSERIES
2690 | Building Management System | FAN-182 | AHU31 FAN02 | Aquagen | EVCB SERIES | Standard | Serial | FAN | 2 | 233 |  |  | Active | Yes | IN-BLR-ANANTA-FAN-182_2 | uuid://ae23699e-7aa6-4b1e-992e-01244ef9c2e4 | {"asset":{"guid":"uuid://ae23699e-7aa6-4b1e-992e-01244ef9c2e4","site":"in-blr-ananta","name":"fan-182"}} | Airmech | [5 empty] | Modbus RTU |  |  | 89 | [20 empty] | HLI-219 | Proxied Device | Good |  | 10 |  |  | WS/Facilities |  | aquagen_evcbseries | AQUAGEN-EVCBSERIES
2690 | Building Management System | FAN-183 | AHU31 FAN03 | Aquagen | EVCB SERIES | Standard | Serial | FAN | 2 | 233 |  |  | Active | Yes | IN-BLR-ANANTA-FAN-183_2 | uuid://9a121900-bfed-4cf3-b443-83f7f94472bf | {"asset":{"guid":"uuid://9a121900-bfed-4cf3-b443-83f7f94472bf","site":"in-blr-ananta","name":"fan-183"}} | Airmech | [5 empty] | Modbus RTU |  |  | 90 | [20 empty] | HLI-219 | Proxied Device | Good |  | 10 |  |  | WS/Facilities |  | aquagen_evcbseries | AQUAGEN-EVCBSERIES
2690 | Building Management System | FAN-184 | AHU31 FAN04 | Aquagen | EVCB SERIES | Standard | Serial | FAN | 2 | 233 |  |  | Active | Yes | IN-BLR-ANANTA-FAN-184_2 | uuid://de63c5a7-51b3-4b6b-92d6-11f75da976fe | {"asset":{"guid":"uuid://de63c5a7-51b3-4b6b-92d6-11f75da976fe","site":"in-blr-ananta","name":"fan-184"}} | Airmech | [5 empty] | Modbus RTU |  |  | 91 | [20 empty] | HLI-219 | Proxied Device | Good |  | 10 |  |  | WS/Facilities |  | aquagen_evcbseries | AQUAGEN-EVCBSERIES
2690 | Building Management System | FAN-185 | AHU79 FAN01 | Aquagen | EVCB SERIES | Standard | Serial | FAN | 6 | 633 |  |  | Active | Yes | IN-BLR-ANANTA-FAN-185_6 | uuid://d5fe0fcc-a2d2-4541-93cf-f7e356633eac | {"asset":{"guid":"uuid://d5fe0fcc-a2d2-4541-93cf-f7e356633eac","site":"in-blr-ananta","name":"fan-185"}} | Airmech | [5 empty] | Modbus RTU |  |  | 2 | [20 empty] | HLI-219 | Proxied Device | Good |  | 10 |  |  | WS/Facilities |  | aquagen_evcbseries | AQUAGEN-EVCBSERIES
2690 | Building Management System | FAN-186 | AHU79 FAN02 | Aquagen | EVCB SERIES | Standard | Serial | FAN | 6 | 633 |  |  | Active | Yes | IN-BLR-ANANTA-FAN-186_6 | uuid://a8107e81-8732-4883-afa8-77c03df561ff | {"asset":{"guid":"uuid://a8107e81-8732-4883-afa8-77c03df561ff","site":"in-blr-ananta","name":"fan-186"}} | Airmech | [5 empty] | Modbus RTU |  |  | 3 | [20 empty] | HLI-219 | Proxied Device | Good |  | 10 |  |  | WS/Facilities |  | aquagen_evcbseries | AQUAGEN-EVCBSERIES
2690 | Building Management System | FAN-187 | AHU79 FAN03 | Aquagen | EVCB SERIES | Standard | Serial | FAN | 6 | 633 |  |  | Active | Yes | IN-BLR-ANANTA-FAN-187_6 | uuid://144cf5c4-8210-4acd-97a4-d1ef24e7815c | {"asset":{"guid":"uuid://144cf5c4-8210-4acd-97a4-d1ef24e7815c","site":"in-blr-ananta","name":"fan-187"}} | Airmech | [5 empty] | Modbus RTU |  |  | 4 | [20 empty] | HLI-219 | Proxied Device | Good |  | 10 |  |  | WS/Facilities |  | aquagen_evcbseries | AQUAGEN-EVCBSERIES
2690 | Building Management System | FAN-188 | AHU80 FAN01 | Aquagen | EVCB SERIES | Standard | Serial | FAN | 6 | 633 |  |  | Active | Yes | IN-BLR-ANANTA-FAN-188_6 | uuid://a4c459b7-8869-41fd-a4c0-17da01e6de6f | {"asset":{"guid":"uuid://a4c459b7-8869-41fd-a4c0-17da01e6de6f","site":"in-blr-ananta","name":"fan-188"}} | Airmech | [5 empty] | Modbus RTU |  |  | 5 | [20 empty] | HLI-219 | Proxied Device | Good |  | 10 |  |  | WS/Facilities |  | aquagen_evcbseries | AQUAGEN-EVCBSERIES
2690 | Building Management System | FAN-189 | AHU80 FAN02 | Aquagen | EVCB SERIES | Standard | Serial | FAN | 6 | 633 |  |  | Active | Yes | IN-BLR-ANANTA-FAN-189_6 | uuid://358a1942-6280-432b-8b2d-8a8c1c64dba9 | {"asset":{"guid":"uuid://358a1942-6280-432b-8b2d-8a8c1c64dba9","site":"in-blr-ananta","name":"fan-189"}} | Airmech | [5 empty] | Modbus RTU |  |  | 6 | [20 empty] | HLI-219 | Proxied Device | Good |  | 10 |  |  | WS/Facilities |  | aquagen_evcbseries | AQUAGEN-EVCBSERIES
2690 | Building Management System | FAN-190 | AHU80 FAN03 | Aquagen | EVCB SERIES | Standard | Serial | FAN | 6 | 633 |  |  | Active | Yes | IN-BLR-ANANTA-FAN-190_6 | uuid://a024b261-d79a-4f02-b7d9-14b33868aeac | {"asset":{"guid":"uuid://a024b261-d79a-4f02-b7d9-14b33868aeac","site":"in-blr-ananta","name":"fan-190"}} | Airmech | [5 empty] | Modbus RTU |  |  | 7 | [20 empty] | HLI-219 | Proxied Device | Good |  | 10 |  |  | WS/Facilities |  | aquagen_evcbseries | AQUAGEN-EVCBSERIES
2690 | Building Management System | FAN-191 | AHU67 FAN02 | Aquagen | EVCB SERIES | Standard | Serial | FAN | 5 | 533 |  |  | Active | Yes | IN-BLR-ANANTA-FAN-191_5 | uuid://89d3573f-ceaa-4a26-92a7-a33bbacb0cce | {"asset":{"guid":"uuid://89d3573f-ceaa-4a26-92a7-a33bbacb0cce","site":"in-blr-ananta","name":"fan-191"}} | Airmech | [5 empty] | Modbus RTU |  |  | 21 | [20 empty] | HLI-219 | Proxied Device | Good |  | 10 |  |  | WS/Facilities |  | aquagen_evcbseries | AQUAGEN-EVCBSERIES
2690 | Building Management System | FAN-192 | AHU67 FAN03 | Aquagen | EVCB SERIES | Standard | Serial | FAN | 5 | 533 |  |  | Active | Yes | IN-BLR-ANANTA-FAN-192_5 | uuid://d6dabaae-0750-4bc2-950a-5d26032c5978 | {"asset":{"guid":"uuid://d6dabaae-0750-4bc2-950a-5d26032c5978","site":"in-blr-ananta","name":"fan-192"}} | Airmech | [5 empty] | Modbus RTU |  |  | 22 | [20 empty] | HLI-219 | Proxied Device | Good |  | 10 |  |  | WS/Facilities |  | aquagen_evcbseries | AQUAGEN-EVCBSERIES
2690 | Building Management System | FAN-193 | AHU68 FAN01 | Aquagen | EVCB SERIES | Standard | Serial | FAN | 5 | 533 |  |  | Active | Yes | IN-BLR-ANANTA-FAN-193_5 | uuid://7b8a6bb6-7da2-4b01-9c3b-4aa825d8b04c | {"asset":{"guid":"uuid://7b8a6bb6-7da2-4b01-9c3b-4aa825d8b04c","site":"in-blr-ananta","name":"fan-193"}} | Airmech | [5 empty] | Modbus RTU |  |  | 23 | [20 empty] | HLI-219 | Proxied Device | Good |  | 10 |  |  | WS/Facilities |  | aquagen_evcbseries | AQUAGEN-EVCBSERIES
2690 | Building Management System | FAN-194 | AHU68 FAN02 | Aquagen | EVCB SERIES | Standard | Serial | FAN | 5 | 533 |  |  | Active | Yes | IN-BLR-ANANTA-FAN-194_5 | uuid://57b2783e-61de-41eb-942f-f5a375fefce7 | {"asset":{"guid":"uuid://57b2783e-61de-41eb-942f-f5a375fefce7","site":"in-blr-ananta","name":"fan-194"}} | Airmech | [5 empty] | Modbus RTU |  |  | 24 | [20 empty] | HLI-219 | Proxied Device | Good |  | 10 |  |  | WS/Facilities |  | aquagen_evcbseries | AQUAGEN-EVCBSERIES
2690 | Building Management System | FAN-195 | AHU68 FAN03 | Aquagen | EVCB SERIES | Standard | Serial | FAN | 5 | 533 |  |  | Active | Yes | IN-BLR-ANANTA-FAN-195_5 | uuid://25957cd9-7c4a-4c41-8c84-8acc97513cf6 | {"asset":{"guid":"uuid://25957cd9-7c4a-4c41-8c84-8acc97513cf6","site":"in-blr-ananta","name":"fan-195"}} | Airmech | [5 empty] | Modbus RTU |  |  | 25 | [20 empty] | HLI-219 | Proxied Device | Good |  | 10 |  |  | WS/Facilities |  | aquagen_evcbseries | AQUAGEN-EVCBSERIES
2690 | Building Management System | FAN-196 | AHU91 FAN01 | Aquagen | EVCB SERIES | Standard | Serial | FAN | 7 | 733 |  |  | Active | Yes | IN-BLR-ANANTA-FAN-196_7 | uuid://297bc689-ed0c-4b00-b756-6d6735301849 | {"asset":{"guid":"uuid://297bc689-ed0c-4b00-b756-6d6735301849","site":"in-blr-ananta","name":"fan-196"}} | Airmech | [5 empty] | Modbus RTU |  |  | 108 | [20 empty] | HLI-219 | Proxied Device | Good |  | 10 |  |  | WS/Facilities |  | aquagen_evcbseries | AQUAGEN-EVCBSERIES
2690 | Building Management System | FAN-197 | AHU91 FAN02 | Aquagen | EVCB SERIES | Standard | Serial | FAN | 7 | 733 |  |  | Active | Yes | IN-BLR-ANANTA-FAN-197_7 | uuid://5e0ac090-64ff-46ff-83cf-e7167a0e048c | {"asset":{"guid":"uuid://5e0ac090-64ff-46ff-83cf-e7167a0e048c","site":"in-blr-ananta","name":"fan-197"}} | Airmech | [5 empty] | Modbus RTU |  |  | 109 | [20 empty] | HLI-219 | Proxied Device | Good |  | 10 |  |  | WS/Facilities |  | aquagen_evcbseries | AQUAGEN-EVCBSERIES
2690 | Building Management System | FAN-198 | AHU91 FAN03 | Aquagen | EVCB SERIES | Standard | Serial | FAN | 7 | 733 |  |  | Active | Yes | IN-BLR-ANANTA-FAN-198_7 | uuid://9adc5afd-249e-43d4-9cfd-7585f3d4685a | {"asset":{"guid":"uuid://9adc5afd-249e-43d4-9cfd-7585f3d4685a","site":"in-blr-ananta","name":"fan-198"}} | Airmech | [5 empty] | Modbus RTU |  |  | 110 | [20 empty] | HLI-219 | Proxied Device | Good |  | 10 |  |  | WS/Facilities |  | aquagen_evcbseries | AQUAGEN-EVCBSERIES
2689 | Building Management System | FAN-199 | AHU92 FAN01 | Neptronic | EVCB SERIES | Standard | Serial | FAN | 7 | 733 |  |  | Active | Yes | IN-BLR-ANANTA-FAN-199_7 | uuid://708b7783-8377-4062-bd89-8381c747c9e9 | {"asset":{"guid":"uuid://708b7783-8377-4062-bd89-8381c747c9e9","site":"in-blr-ananta","name":"fan-199"}} | Airmech | [5 empty] | Modbus RTU |  |  | 111 | [20 empty] | HLI-219 | Proxied Device | Good |  | 10 |  |  | WS/Facilities |  | neptronic_evcbseries | NEPTRONIC-EVCBSERIES
2691 | Building Management System | FAN-200 | AHU92 FAN02 | Neptronic | EVCB SERIES | Standard | Serial | FAN | 7 | 733 |  |  | Active | Yes | IN-BLR-ANANTA-FAN-200_7 | uuid://2ce6eaeb-2713-413f-adfc-eda6e3ec37a0 | {"asset":{"guid":"uuid://2ce6eaeb-2713-413f-adfc-eda6e3ec37a0","site":"in-blr-ananta","name":"fan-200"}} | Airmech | [5 empty] | Modbus RTU |  |  | 112 | [20 empty] | HLI-219 | Proxied Device | Good |  | 10 |  |  | WS/Facilities |  | neptronic_evcbseries | NEPTRONIC-EVCBSERIES
2690 | Building Management System | FAN-201 | AHU92 FAN03 | Neptronic | EVCB SERIES | Standard | Serial | FAN | 7 | 733 |  |  | Active | Yes | IN-BLR-ANANTA-FAN-201_7 | uuid://3dc8d9e3-810e-4cad-8049-60cf5ed28aaa | {"asset":{"guid":"uuid://3dc8d9e3-810e-4cad-8049-60cf5ed28aaa","site":"in-blr-ananta","name":"fan-201"}} | Airmech | [5 empty] | Modbus RTU |  |  | 113 | [20 empty] | HLI-219 | Proxied Device | Good |  | 10 |  |  | WS/Facilities |  | neptronic_evcbseries | NEPTRONIC-EVCBSERIES
2690 | Building Management System | FAN-202 | AHU36 FAN01 | Neptronic | EVCB SERIES | Standard | Serial | FAN | 3 | 363 |  |  | Active | Yes | IN-BLR-ANANTA-FAN-202_3 | uuid://d581d93c-1eef-4302-8b9d-f881b272aa1f | {"asset":{"guid":"uuid://d581d93c-1eef-4302-8b9d-f881b272aa1f","site":"in-blr-ananta","name":"fan-202"}} | Airmech | [5 empty] | Modbus RTU |  |  | 211 | [20 empty] | HLI-221 | Proxied Device | Good |  | 10 |  |  | WS/Facilities |  | neptronic_evcbseries | NEPTRONIC-EVCBSERIES
2690 | Building Management System | FAN-203 | AHU36 FAN02 | Neptronic | EVCB SERIES | Standard | Serial | FAN | 3 | 363 |  |  | Active | Yes | IN-BLR-ANANTA-FAN-203_3 | uuid://0d47bdcc-9e3f-4e74-9b61-4bb2781beb8e | {"asset":{"guid":"uuid://0d47bdcc-9e3f-4e74-9b61-4bb2781beb8e","site":"in-blr-ananta","name":"fan-203"}} | Airmech | [5 empty] | Modbus RTU |  |  | 212 | [20 empty] | HLI-221 | Proxied Device | Good |  | 10 |  |  | WS/Facilities |  | neptronic_evcbseries | NEPTRONIC-EVCBSERIES
2690 | Building Management System | FAN-204 | AHU36 FAN03 | Neptronic | EVCB SERIES | Standard | Serial | FAN | 3 | 363 |  |  | Active | Yes | IN-BLR-ANANTA-FAN-204_3 | uuid://acd50599-ef92-4561-a9d1-9e11f8a35811 | {"asset":{"guid":"uuid://acd50599-ef92-4561-a9d1-9e11f8a35811","site":"in-blr-ananta","name":"fan-204"}} | Airmech | [5 empty] | Modbus RTU |  |  | 213 | [20 empty] | HLI-221 | Proxied Device | Good |  | 10 |  |  | WS/Facilities |  | neptronic_evcbseries | NEPTRONIC-EVCBSERIES
2690 | Building Management System | FAN-205 | AHU47 FAN01 | Neptronic | EVCB SERIES | Standard | Serial | FAN | 4 | 463 |  |  | Active | Yes | IN-BLR-ANANTA-FAN-205_4 | uuid://2031482a-82b2-476a-b52b-ee18e1c6d5b7 | {"asset":{"guid":"uuid://2031482a-82b2-476a-b52b-ee18e1c6d5b7","site":"in-blr-ananta","name":"fan-205"}} | Airmech | [5 empty] | Modbus RTU |  |  | 68 | [20 empty] | HLI-221 | Proxied Device | Good |  | 10 |  |  | WS/Facilities |  | neptronic_evcbseries | NEPTRONIC-EVCBSERIES
2690 | Building Management System | FAN-206 | AHU47 FAN02 | Neptronic | EVCB SERIES | Standard | Serial | FAN | 4 | 463 |  |  | Active | Yes | IN-BLR-ANANTA-FAN-206_4 | uuid://474bf407-0bc3-4a0d-9384-223588d0e021 | {"asset":{"guid":"uuid://474bf407-0bc3-4a0d-9384-223588d0e021","site":"in-blr-ananta","name":"fan-206"}} | Airmech | [5 empty] | Modbus RTU |  |  | 69 | [20 empty] | HLI-221 | Proxied Device | Good |  | 10 |  |  | WS/Facilities |  | neptronic_evcbseries | NEPTRONIC-EVCBSERIES
2690 | Building Management System | FAN-207 | AHU47 FAN03 | Neptronic | EVCB SERIES | Standard | Serial | FAN | 4 | 463 |  |  | Active | Yes | IN-BLR-ANANTA-FAN-207_4 | uuid://66c47712-ac88-4339-b4b3-94429d59a09c | {"asset":{"guid":"uuid://66c47712-ac88-4339-b4b3-94429d59a09c","site":"in-blr-ananta","name":"fan-207"}} | Airmech | [5 empty] | Modbus RTU |  |  | 70 | [20 empty] | HLI-221 | Proxied Device | Good |  | 10 |  |  | WS/Facilities |  | neptronic_evcbseries | NEPTRONIC-EVCBSERIES
2690 | Building Management System | FAN-208 | AHU48 FAN01 | Neptronic | EVCB SERIES | Standard | Serial | FAN | 4 | 463 |  |  | Active | Yes | IN-BLR-ANANTA-FAN-208_4 | uuid://cc22384d-61b4-4aa0-aa27-b19117bfd412 | {"asset":{"guid":"uuid://cc22384d-61b4-4aa0-aa27-b19117bfd412","site":"in-blr-ananta","name":"fan-208"}} | Airmech | [5 empty] | Modbus RTU |  |  | 71 | [20 empty] | HLI-221 | Proxied Device | Good |  | 10 |  |  | WS/Facilities |  | neptronic_evcbseries | NEPTRONIC-EVCBSERIES
2690 | Building Management System | FAN-209 | AHU48 FAN02 | Neptronic | EVCB SERIES | Standard | Serial | FAN | 4 | 463 |  |  | Active | Yes | IN-BLR-ANANTA-FAN-209_4 | uuid://4082f561-0346-4805-b06b-150b2c312555 | {"asset":{"guid":"uuid://4082f561-0346-4805-b06b-150b2c312555","site":"in-blr-ananta","name":"fan-209"}} | Airmech | [5 empty] | Modbus RTU |  |  | 72 | [20 empty] | HLI-221 | Proxied Device | Good |  | 10 |  |  | WS/Facilities |  | neptronic_evcbseries | NEPTRONIC-EVCBSERIES
2690 | Building Management System | FAN-210 | AHU48 FAN03 | Neptronic | EVCB SERIES | Standard | Serial | FAN | 4 | 463 |  |  | Active | Yes | IN-BLR-ANANTA-FAN-210_4 | uuid://8a04c0b7-365d-4d6c-b84f-4edbf64e24c1 | {"asset":{"guid":"uuid://8a04c0b7-365d-4d6c-b84f-4edbf64e24c1","site":"in-blr-ananta","name":"fan-210"}} | Airmech | [5 empty] | Modbus RTU |  |  | 73 | [20 empty] | HLI-221 | Proxied Device | Good |  | 10 |  |  | WS/Facilities |  | neptronic_evcbseries | NEPTRONIC-EVCBSERIES
2690 | Building Management System | FAN-211 | AHU59 FAN01 | Neptronic | EVCB SERIES | Standard | Serial | FAN | 5 | 563 |  |  | Active | Yes | IN-BLR-ANANTA-FAN-211_5 | uuid://d21834a7-2c53-4943-98f4-1ce34c9e95de | {"asset":{"guid":"uuid://d21834a7-2c53-4943-98f4-1ce34c9e95de","site":"in-blr-ananta","name":"fan-211"}} | Airmech | [5 empty] | Modbus RTU |  |  | 32 | [20 empty] | HLI-221 | Proxied Device | Good |  | 10 |  |  | WS/Facilities |  | neptronic_evcbseries | NEPTRONIC-EVCBSERIES
2690 | Building Management System | FAN-212 | AHU59 FAN02 | Neptronic | EVCB SERIES | Standard | Serial | FAN | 5 | 563 |  |  | Active | Yes | IN-BLR-ANANTA-FAN-212_5 | uuid://ac65f06c-570f-4d76-b36a-ada2a9ff3d01 | {"asset":{"guid":"uuid://ac65f06c-570f-4d76-b36a-ada2a9ff3d01","site":"in-blr-ananta","name":"fan-212"}} | Airmech | [5 empty] | Modbus RTU |  |  | 33 | [20 empty] | HLI-221 | Proxied Device | Good |  | 10 |  |  | WS/Facilities |  | neptronic_evcbseries | NEPTRONIC-EVCBSERIES
2690 | Building Management System | FAN-213 | AHU59 FAN03 | Neptronic | EVCB SERIES | Standard | Serial | FAN | 5 | 563 |  |  | Active | Yes | IN-BLR-ANANTA-FAN-213_5 | uuid://cc8f96d2-f976-4016-a504-26128aac1847 | {"asset":{"guid":"uuid://cc8f96d2-f976-4016-a504-26128aac1847","site":"in-blr-ananta","name":"fan-213"}} | Airmech | [5 empty] | Modbus RTU |  |  | 34 | [20 empty] | HLI-221 | Proxied Device | Good |  | 10 |  |  | WS/Facilities |  | neptronic_evcbseries | NEPTRONIC-EVCBSERIES
2690 | Building Management System | FAN-214 | AHU60 FAN01 | Neptronic | EVCB SERIES | Standard | Serial | FAN | 5 | 563 |  |  | Active | Yes | IN-BLR-ANANTA-FAN-214_5 | uuid://584b1192-b232-4c53-afc6-016dbdba0834 | {"asset":{"guid":"uuid://584b1192-b232-4c53-afc6-016dbdba0834","site":"in-blr-ananta","name":"fan-214"}} | Airmech | [5 empty] | Modbus RTU |  |  | 35 | [20 empty] | HLI-221 | Proxied Device | Good |  | 10 |  |  | WS/Facilities |  | neptronic_evcbseries | NEPTRONIC-EVCBSERIES
2690 | Building Management System | FAN-215 | AHU60 FAN02 | Neptronic | EVCB SERIES | Standard | Serial | FAN | 5 | 563 |  |  | Active | Yes | IN-BLR-ANANTA-FAN-215_5 | uuid://6bb32c3e-5a44-4531-82f8-b736be6c3712 | {"asset":{"guid":"uuid://6bb32c3e-5a44-4531-82f8-b736be6c3712","site":"in-blr-ananta","name":"fan-215"}} | Airmech | [5 empty] | Modbus RTU |  |  | 36 | [20 empty] | HLI-221 | Proxied Device | Good |  | 10 |  |  | WS/Facilities |  | neptronic_evcbseries | NEPTRONIC-EVCBSERIES
2690 | Building Management System | FAN-216 | AHU60 FAN03 | Neptronic | EVCB SERIES | Standard | Serial | FAN | 5 | 563 |  |  | Active | Yes | IN-BLR-ANANTA-FAN-216_5 | uuid://fb02fa0b-10f8-41ea-83b7-881bd63b8f7a | {"asset":{"guid":"uuid://fb02fa0b-10f8-41ea-83b7-881bd63b8f7a","site":"in-blr-ananta","name":"fan-216"}} | Airmech | [5 empty] | Modbus RTU |  |  | 37 | [20 empty] | HLI-221 | Proxied Device | Good |  | 10 |  |  | WS/Facilities |  | neptronic_evcbseries | NEPTRONIC-EVCBSERIES
2690 | Building Management System | FAN-217 | AHU71 FAN01 | Neptronic | EVCB SERIES | Standard | Serial | FAN | 6 | 663 |  |  | Active | Yes | IN-BLR-ANANTA-FAN-217_6 | uuid://f49322f0-4733-4ab9-9bbd-9427f03a596d | {"asset":{"guid":"uuid://f49322f0-4733-4ab9-9bbd-9427f03a596d","site":"in-blr-ananta","name":"fan-217"}} | Airmech | [5 empty] | Modbus RTU |  |  | 14 | [20 empty] | HLI-221 | Proxied Device | Good |  | 10 |  |  | WS/Facilities |  | neptronic_evcbseries | NEPTRONIC-EVCBSERIES
2690 | Building Management System | FAN-218 | AHU71 FAN02 | Neptronic | EVCB SERIES | Standard | Serial | FAN | 6 | 663 |  |  | Active | Yes | IN-BLR-ANANTA-FAN-218_6 | uuid://b954125f-f168-4c5e-9217-0bbb954d9831 | {"asset":{"guid":"uuid://b954125f-f168-4c5e-9217-0bbb954d9831","site":"in-blr-ananta","name":"fan-218"}} | Airmech | [5 empty] | Modbus RTU |  |  | 15 | [20 empty] | HLI-221 | Proxied Device | Good |  | 10 |  |  | WS/Facilities |  | neptronic_evcbseries | NEPTRONIC-EVCBSERIES
2690 | Building Management System | FAN-219 | AHU71 FAN03 | Neptronic | EVCB SERIES | Standard | Serial | FAN | 6 | 663 |  |  | Active | Yes | IN-BLR-ANANTA-FAN-219_6 | uuid://e0abab99-a535-4771-ac50-1b0471e4b8b4 | {"asset":{"guid":"uuid://e0abab99-a535-4771-ac50-1b0471e4b8b4","site":"in-blr-ananta","name":"fan-219"}} | Airmech | [5 empty] | Modbus RTU |  |  | 16 | [20 empty] | HLI-221 | Proxied Device | Good |  | 10 |  |  | WS/Facilities |  | neptronic_evcbseries | NEPTRONIC-EVCBSERIES
2690 | Building Management System | FAN-220 | AHU72 FAN01 | Neptronic | EVCB SERIES | Standard | Serial | FAN | 6 | 663 |  |  | Active | Yes | IN-BLR-ANANTA-FAN-220_6 | uuid://f0f63636-46a5-4619-8432-049e3de37061 | {"asset":{"guid":"uuid://f0f63636-46a5-4619-8432-049e3de37061","site":"in-blr-ananta","name":"fan-220"}} | Airmech | [5 empty] | Modbus RTU |  |  | 17 | [20 empty] | HLI-221 | Proxied Device | Good |  | 10 |  |  | WS/Facilities |  | neptronic_evcbseries | NEPTRONIC-EVCBSERIES
2690 | Building Management System | FAN-221 | AHU72 FAN02 | Nicotra | DDMP | Standard | Serial | FAN | 6 | 663 |  |  | Active | Yes | IN-BLR-ANANTA-FAN-221_6 | uuid://22ea85fb-b3d9-411a-9c67-a67611d7a015 | {"asset":{"guid":"uuid://22ea85fb-b3d9-411a-9c67-a67611d7a015","site":"in-blr-ananta","name":"fan-221"}} | Airmech | [5 empty] | Modbus RTU |  |  | 18 | [20 empty] | HLI-221 | Proxied Device | Good |  | 10 |  |  | WS/Facilities |  | nicotra_ddmp | NICOTRA-DDMP
2690 | Building Management System | FAN-222 | AHU72 FAN03 | Nicotra | DDMP | Standard | Serial | FAN | 6 | 663 |  |  | Active | Yes | IN-BLR-ANANTA-FAN-222_6 | uuid://a6634478-8a34-4b74-b2e6-1685c8724ceb | {"asset":{"guid":"uuid://a6634478-8a34-4b74-b2e6-1685c8724ceb","site":"in-blr-ananta","name":"fan-222"}} | Airmech | [5 empty] | Modbus RTU |  |  | 19 | [20 empty] | HLI-221 | Proxied Device | Good |  | 10 |  |  | WS/Facilities |  | nicotra_ddmp | NICOTRA-DDMP
2689 | Building Management System | FAN-223 | AHU83 FAN01 | Nicotra | DDMP | Standard | Serial | FAN | 7 | 763 |  |  | Active | Yes | IN-BLR-ANANTA-FAN-223_7 | uuid://47c6eb69-4fa0-42cb-821b-5961cf275d57 | {"asset":{"guid":"uuid://47c6eb69-4fa0-42cb-821b-5961cf275d57","site":"in-blr-ananta","name":"fan-223"}} | Airmech | [5 empty] | Modbus RTU |  |  | 120 | [20 empty] | HLI-221 | Proxied Device | Good |  | 10 |  |  | WS/Facilities |  | nicotra_ddmp | NICOTRA-DDMP
2691 | Building Management System | FAN-224 | AHU83 FAN02 | Nicotra | DDMP | Standard | Serial | FAN | 7 | 763 |  |  | Active | Yes | IN-BLR-ANANTA-FAN-224_7 | uuid://74a8deed-b5f6-4e59-99c6-8613d01ca007 | {"asset":{"guid":"uuid://74a8deed-b5f6-4e59-99c6-8613d01ca007","site":"in-blr-ananta","name":"fan-224"}} | Airmech | [5 empty] | Modbus RTU |  |  | 121 | [20 empty] | HLI-221 | Proxied Device | Good |  | 10 |  |  | WS/Facilities |  | nicotra_ddmp | NICOTRA-DDMP
2690 | Building Management System | FAN-225 | AHU83 FAN03 | Nicotra | DDMP | Standard | Serial | FAN | 7 | 763 |  |  | Active | Yes | IN-BLR-ANANTA-FAN-225_7 | uuid://84f0efdc-b961-48ae-b894-111481324c8d | {"asset":{"guid":"uuid://84f0efdc-b961-48ae-b894-111481324c8d","site":"in-blr-ananta","name":"fan-225"}} | Airmech | [5 empty] | Modbus RTU |  |  | 122 | [20 empty] | HLI-221 | Proxied Device | Good |  | 10 |  |  | WS/Facilities |  | nicotra_ddmp | NICOTRA-DDMP
2691 | Building Management System | FAN-226 | AHU84 FAN01 | Nicotra | DDMP | Standard | Serial | FAN | 7 | 763 |  |  | Active | Yes | IN-BLR-ANANTA-FAN-226_7 | uuid://3cf30495-80f7-4815-a555-3e289f61e90e | {"asset":{"guid":"uuid://3cf30495-80f7-4815-a555-3e289f61e90e","site":"in-blr-ananta","name":"fan-226"}} | Airmech | [5 empty] | Modbus RTU |  |  | 123 | [20 empty] | HLI-221 | Proxied Device | Good |  | 10 |  |  | WS/Facilities |  | nicotra_ddmp | NICOTRA-DDMP
2690 | Building Management System | FAN-227 | AHU84 FAN02 | Nicotra | DDMP | Standard | Serial | FAN | 7 | 763 |  |  | Active | Yes | IN-BLR-ANANTA-FAN-227_7 | uuid://25146faa-fa4c-436f-8dee-b292ee7ef2c2 | {"asset":{"guid":"uuid://25146faa-fa4c-436f-8dee-b292ee7ef2c2","site":"in-blr-ananta","name":"fan-227"}} | Airmech | [5 empty] | Modbus RTU |  |  | 124 | [20 empty] | HLI-221 | Proxied Device | Good |  | 10 |  |  | WS/Facilities |  | nicotra_ddmp | NICOTRA-DDMP
2690 | Building Management System | FAN-228 | AHU84 FAN03 | DAIKIN | FXZQ32BVM6 | Standard | Serial | FAN | 7 | 763 |  |  | Active | Yes | IN-BLR-ANANTA-FAN-228_7 | uuid://f78ecfd8-2e69-4b5e-8712-9a3ac77effb5 | {"asset":{"guid":"uuid://f78ecfd8-2e69-4b5e-8712-9a3ac77effb5","site":"in-blr-ananta","name":"fan-228"}} | Airmech | [5 empty] | Modbus RTU |  |  | 125 | [20 empty] | HLI-221 | Proxied Device | Good |  | 10 |  |  | WS/Facilities |  | daikin_fxzq32bvm6 | DAIKIN-FXZQ32BVM6
2690 | Building Management System | FAN-229 | AHU45 FAN01 | DAIKIN | FXZQ32BVM6 | Standard | Serial | FAN | 4 | 475 |  |  | Active | Yes | IN-BLR-ANANTA-FAN-229_4 | uuid://5947a102-c127-4ddf-b27e-4e1501615da6 | {"asset":{"guid":"uuid://5947a102-c127-4ddf-b27e-4e1501615da6","site":"in-blr-ananta","name":"fan-229"}} | Airmech | [5 empty] | Modbus RTU |  |  | 11 | [20 empty] | HLI-222 | Proxied Device | Good |  | 10 |  |  | WS/Facilities |  | daikin_fxzq32bvm6 | DAIKIN-FXZQ32BVM6
2690 | Building Management System | FAN-230 | AHU45 FAN02 | DAIKIN | FXZQ32BVM6 | Standard | Serial | FAN | 4 | 475 |  |  | Active | Yes | IN-BLR-ANANTA-FAN-230_4 | uuid://92bb9399-a5ff-4d56-a42f-965b0d202032 | {"asset":{"guid":"uuid://92bb9399-a5ff-4d56-a42f-965b0d202032","site":"in-blr-ananta","name":"fan-230"}} | Airmech | [5 empty] | Modbus RTU |  |  | 12 | [20 empty] | HLI-222 | Proxied Device | Good |  | 10 |  |  | WS/Facilities |  | daikin_fxzq32bvm6 | DAIKIN-FXZQ32BVM6
2689 | Building Management System | FAN-231 | AHU45 FAN03 | DAIKIN | FXZQ32BVM6 | Standard | Serial | FAN | 4 | 475 |  |  | Active | Yes | IN-BLR-ANANTA-FAN-231_4 | uuid://cf2f83f3-9cad-4b6d-85c7-cddf510315e1 | {"asset":{"guid":"uuid://cf2f83f3-9cad-4b6d-85c7-cddf510315e1","site":"in-blr-ananta","name":"fan-231"}} | Airmech | [5 empty] | Modbus RTU |  |  | 13 | [20 empty] | HLI-222 | Proxied Device | Good |  | 10 |  |  | WS/Facilities |  | daikin_fxzq32bvm6 | DAIKIN-FXZQ32BVM6
2691 | Building Management System | FAN-232 | AHU46 FAN01 | DAIKIN | FXZQ32BVM6 | Standard | Serial | FAN | 4 | 475 |  |  | Active | Yes | IN-BLR-ANANTA-FAN-232_4 | uuid://c21de8ab-e881-4b77-b778-ff3b880431a0 | {"asset":{"guid":"uuid://c21de8ab-e881-4b77-b778-ff3b880431a0","site":"in-blr-ananta","name":"fan-232"}} | Airmech | [5 empty] | Modbus RTU |  |  | 14 | [20 empty] | HLI-222 | Proxied Device | Good |  | 10 |  |  | WS/Facilities |  | daikin_fxzq32bvm6 | DAIKIN-FXZQ32BVM6
2690 | Building Management System | FAN-233 | AHU46 FAN02 | DAIKIN | FXZQ32BVM6 | Standard | Serial | FAN | 4 | 475 |  |  | Active | Yes | IN-BLR-ANANTA-FAN-233_4 | uuid://1064a0de-1d07-48c6-ae19-1a77ea3d9d40 | {"asset":{"guid":"uuid://1064a0de-1d07-48c6-ae19-1a77ea3d9d40","site":"in-blr-ananta","name":"fan-233"}} | Airmech | [5 empty] | Modbus RTU |  |  | 15 | [20 empty] | HLI-222 | Proxied Device | Good |  | 10 |  |  | WS/Facilities |  | daikin_fxzq32bvm6 | DAIKIN-FXZQ32BVM6
2691 | Building Management System | FAN-234 | AHU46 FAN03 | DAIKIN | FXZQ32BVM6 | Standard | Serial | FAN | 4 | 475 |  |  | Active | Yes | IN-BLR-ANANTA-FAN-234_4 | uuid://bf922179-b81a-4c4f-9729-08a6cd2516da | {"asset":{"guid":"uuid://bf922179-b81a-4c4f-9729-08a6cd2516da","site":"in-blr-ananta","name":"fan-234"}} | Airmech | [5 empty] | Modbus RTU |  |  | 16 | [20 empty] | HLI-222 | Proxied Device | Good |  | 10 |  |  | WS/Facilities |  | daikin_fxzq32bvm6 | DAIKIN-FXZQ32BVM6
2690 | Building Management System | FAN-235 | AHU57 FAN01 | DAIKIN | FXZQ32BVM6 | Standard | Serial | FAN | 5 | 575 |  |  | Active | Yes | IN-BLR-ANANTA-FAN-235_5 | uuid://ed79b1fb-3524-49f5-b5ac-8fe46f50cef4 | {"asset":{"guid":"uuid://ed79b1fb-3524-49f5-b5ac-8fe46f50cef4","site":"in-blr-ananta","name":"fan-235"}} | Airmech | [5 empty] | Modbus RTU |  |  | 29 | [20 empty] | HLI-222 | Proxied Device | Good |  | 10 |  |  | WS/Facilities |  | daikin_fxzq32bvm6 | DAIKIN-FXZQ32BVM6
2691 | Building Management System | FAN-236 | AHU57 FAN02 | DAIKIN | FXZQ32BVM6 | Standard | Serial | FAN | 5 | 575 |  |  | Active | Yes | IN-BLR-ANANTA-FAN-236_5 | uuid://0716cc77-04b4-4047-b74a-f998ce787640 | {"asset":{"guid":"uuid://0716cc77-04b4-4047-b74a-f998ce787640","site":"in-blr-ananta","name":"fan-236"}} | Airmech | [5 empty] | Modbus RTU |  |  | 30 | [20 empty] | HLI-222 | Proxied Device | Good |  | 10 |  |  | WS/Facilities |  | daikin_fxzq32bvm6 | DAIKIN-FXZQ32BVM6
2690 | Building Management System | FAN-237 | AHU57 FAN03 | DAIKIN | FXZQ32BVM6 | Standard | Serial | FAN | 5 | 575 |  |  | Active | Yes | IN-BLR-ANANTA-FAN-237_5 | uuid://aa156599-3a61-48e6-97c9-ac859b589412 | {"asset":{"guid":"uuid://aa156599-3a61-48e6-97c9-ac859b589412","site":"in-blr-ananta","name":"fan-237"}} | Airmech | [5 empty] | Modbus RTU |  |  | 31 | [20 empty] | HLI-222 | Proxied Device | Good |  | 10 |  |  | WS/Facilities |  | daikin_fxzq32bvm6 | DAIKIN-FXZQ32BVM6
2691 | Building Management System | FAN-238 | AHU58 FAN01 | DAIKIN | FXZQ32BVM6 | Standard | Serial | FAN | 5 | 575 |  |  | Active | Yes | IN-BLR-ANANTA-FAN-238_5 | uuid://65aba770-29eb-4a99-8220-466e87c7b481 | {"asset":{"guid":"uuid://65aba770-29eb-4a99-8220-466e87c7b481","site":"in-blr-ananta","name":"fan-238"}} | Airmech | [5 empty] | Modbus RTU |  |  | 32 | [20 empty] | HLI-222 | Proxied Device | Good |  | 10 |  |  | WS/Facilities |  | daikin_fxzq32bvm6 | DAIKIN-FXZQ32BVM6
2690 | Building Management System | FAN-239 | AHU58 FAN02 | DAIKIN | FXZQ32BVM6 | Standard | Serial | FAN | 5 | 575 |  |  | Active | Yes | IN-BLR-ANANTA-FAN-239_5 | uuid://60e2e95a-ac42-43f9-86f5-441c8d8b0848 | {"asset":{"guid":"uuid://60e2e95a-ac42-43f9-86f5-441c8d8b0848","site":"in-blr-ananta","name":"fan-239"}} | Airmech | [5 empty] | Modbus RTU |  |  | 33 | [20 empty] | HLI-222 | Proxied Device | Good |  | 10 |  |  | WS/Facilities |  | daikin_fxzq32bvm6 | DAIKIN-FXZQ32BVM6
2690 | Building Management System | FAN-240 | AHU58 FAN03 | DAIKIN | FXZQ32BVM6 | Standard | Serial | FAN | 5 | 575 |  |  | Active | Yes | IN-BLR-ANANTA-FAN-240_5 | uuid://f32ad115-1f7c-4b20-a754-014d4e19177d | {"asset":{"guid":"uuid://f32ad115-1f7c-4b20-a754-014d4e19177d","site":"in-blr-ananta","name":"fan-240"}} | Airmech | [5 empty] | Modbus RTU |  |  | 34 | [20 empty] | HLI-222 | Proxied Device | Good |  | 10 |  |  | WS/Facilities |  | daikin_fxzq32bvm6 | DAIKIN-FXZQ32BVM6
2690 | Building Management System | FAN-241 | AHU69 FAN01 | Aquagen | EVCB SERIES | Standard | Serial | FAN | 6 | 675 |  |  | Active | Yes | IN-BLR-ANANTA-FAN-241_6 | uuid://c150aba2-52d0-45f5-948f-3aaa5a249dee | {"asset":{"guid":"uuid://c150aba2-52d0-45f5-948f-3aaa5a249dee","site":"in-blr-ananta","name":"fan-241"}} | Airmech | [5 empty] | Modbus RTU |  |  | 50 | [20 empty] | HLI-222 | Proxied Device | Good |  | 10 |  |  | WS/Facilities |  | aquagen_evcbseries | AQUAGEN-EVCBSERIES
2690 | Building Management System | FAN-242 | AHU69 FAN02 | Aquagen | EVCB SERIES | Standard | Serial | FAN | 6 | 675 |  |  | Active | Yes | IN-BLR-ANANTA-FAN-242_6 | uuid://1d21ad08-44cd-4154-8ccb-1328dcda91e8 | {"asset":{"guid":"uuid://1d21ad08-44cd-4154-8ccb-1328dcda91e8","site":"in-blr-ananta","name":"fan-242"}} | Airmech | [5 empty] | Modbus RTU |  |  | 51 | [20 empty] | HLI-222 | Proxied Device | Good |  | 10 |  |  | WS/Facilities |  | aquagen_evcbseries | AQUAGEN-EVCBSERIES
2689 | Building Management System | FAN-243 | AHU69 FAN03 | Neptronic | EVCB SERIES | Standard | Serial | FAN | 6 | 675 |  |  | Active | Yes | IN-BLR-ANANTA-FAN-243_6 | uuid://6685d619-ac4c-40b4-9cc1-299c287f403f | {"asset":{"guid":"uuid://6685d619-ac4c-40b4-9cc1-299c287f403f","site":"in-blr-ananta","name":"fan-243"}} | Airmech | [5 empty] | Modbus RTU |  |  | 52 | [20 empty] | HLI-222 | Proxied Device | Good |  | 10 |  |  | WS/Facilities |  | neptronic_evcbseries | NEPTRONIC-EVCBSERIES
2691 | Building Management System | FAN-244 | AHU70 FAN01 | Neptronic | EVCB SERIES | Standard | Serial | FAN | 6 | 675 |  |  | Active | Yes | IN-BLR-ANANTA-FAN-244_6 | uuid://ebaf07f7-b52b-4bcd-9f35-680b90d495c5 | {"asset":{"guid":"uuid://ebaf07f7-b52b-4bcd-9f35-680b90d495c5","site":"in-blr-ananta","name":"fan-244"}} | Airmech | [5 empty] | Modbus RTU |  |  | 53 | [20 empty] | HLI-222 | Proxied Device | Good |  | 10 |  |  | WS/Facilities |  | neptronic_evcbseries | NEPTRONIC-EVCBSERIES
2690 | Building Management System | FAN-245 | AHU70 FAN02 | Neptronic | EVCB SERIES | Standard | Serial | FAN | 6 | 675 |  |  | Active | Yes | IN-BLR-ANANTA-FAN-245_6 | uuid://f3b445e6-514d-45a3-b779-1f408b59a4dc | {"asset":{"guid":"uuid://f3b445e6-514d-45a3-b779-1f408b59a4dc","site":"in-blr-ananta","name":"fan-245"}} | Airmech | [5 empty] | Modbus RTU |  |  | 54 | [20 empty] | HLI-222 | Proxied Device | Good |  | 10 |  |  | WS/Facilities |  | neptronic_evcbseries | NEPTRONIC-EVCBSERIES
2690 | Building Management System | FAN-246 | AHU70 FAN03 | Neptronic | EVCB SERIES | Standard | Serial | FAN | 6 | 675 |  |  | Active | Yes | IN-BLR-ANANTA-FAN-246_6 | uuid://1bef8c65-1ee2-4f3b-a2c0-3bd47f0402ea | {"asset":{"guid":"uuid://1bef8c65-1ee2-4f3b-a2c0-3bd47f0402ea","site":"in-blr-ananta","name":"fan-246"}} | Airmech | [5 empty] | Modbus RTU |  |  | 55 | [20 empty] | HLI-222 | Proxied Device | Good |  | 10 |  |  | WS/Facilities |  | neptronic_evcbseries | NEPTRONIC-EVCBSERIES
2690 | Building Management System | FAN-247 | AHU82 FAN01 | Neptronic | EVCB SERIES | Standard | Serial | FAN | 7 | 775 |  |  | Active | Yes | IN-BLR-ANANTA-FAN-247_7 | uuid://76a52a44-1452-429e-aead-45fd1050e7fc | {"asset":{"guid":"uuid://76a52a44-1452-429e-aead-45fd1050e7fc","site":"in-blr-ananta","name":"fan-247"}} | Airmech | [5 empty] | Modbus RTU |  |  | 130 | [20 empty] | HLI-222 | Proxied Device | Good |  | 10 |  |  | WS/Facilities |  | neptronic_evcbseries | NEPTRONIC-EVCBSERIES
2690 | Building Management System | FAN-248 | AHU82 FAN02 | Neptronic | EVCB SERIES | Standard | Serial | FAN | 7 | 775 |  |  | Active | Yes | IN-BLR-ANANTA-FAN-248_7 | uuid://224bd96c-bce1-4301-a811-c34d6c3dfeb8 | {"asset":{"guid":"uuid://224bd96c-bce1-4301-a811-c34d6c3dfeb8","site":"in-blr-ananta","name":"fan-248"}} | Airmech | [5 empty] | Modbus RTU |  |  | 131 | [20 empty] | HLI-222 | Proxied Device | Good |  | 10 |  |  | WS/Facilities |  | neptronic_evcbseries | NEPTRONIC-EVCBSERIES
2690 | Building Management System | FAN-249 | AHU82 FAN03 | Neptronic | EVCB SERIES | Standard | Serial | FAN | 7 | 775 |  |  | Active | Yes | IN-BLR-ANANTA-FAN-249_7 | uuid://773967fb-653d-4986-ad9c-cbe05392518c | {"asset":{"guid":"uuid://773967fb-653d-4986-ad9c-cbe05392518c","site":"in-blr-ananta","name":"fan-249"}} | Airmech | [5 empty] | Modbus RTU |  |  | 132 | [20 empty] | HLI-222 | Proxied Device | Good |  | 10 |  |  | WS/Facilities |  | neptronic_evcbseries | NEPTRONIC-EVCBSERIES
2690 | Building Management System | FAN-250 | AHU81 FAN01 | Neptronic | EVCB SERIES | Standard | Serial | FAN | 7 | 775 |  |  | Active | Yes | IN-BLR-ANANTA-FAN-250_7 | uuid://f902a17b-69db-4b4c-b042-e6861b3fa4f1 | {"asset":{"guid":"uuid://f902a17b-69db-4b4c-b042-e6861b3fa4f1","site":"in-blr-ananta","name":"fan-250"}} | Airmech | [5 empty] | Modbus RTU |  |  | 133 | [20 empty] | HLI-222 | Proxied Device | Good |  | 10 |  |  | WS/Facilities |  | neptronic_evcbseries | NEPTRONIC-EVCBSERIES
2690 | Building Management System | FAN-251 | AHU81 FAN02 | Neptronic | EVCB SERIES | Standard | Serial | FAN | 7 | 775 |  |  | Active | Yes | IN-BLR-ANANTA-FAN-251_7 | uuid://73a7cdd9-2033-444d-8c20-fbff08ff446e | {"asset":{"guid":"uuid://73a7cdd9-2033-444d-8c20-fbff08ff446e","site":"in-blr-ananta","name":"fan-251"}} | Airmech | [5 empty] | Modbus RTU |  |  | 134 | [20 empty] | HLI-222 | Proxied Device | Good |  | 10 |  |  | WS/Facilities |  | neptronic_evcbseries | NEPTRONIC-EVCBSERIES
2690 | Building Management System | FAN-252 | AHU81 FAN03 | Neptronic | EVCB SERIES | Standard | Serial | FAN | 7 | 775 |  |  | Active | Yes | IN-BLR-ANANTA-FAN-252_7 | uuid://81973464-621b-4807-b17b-258d481d698d | {"asset":{"guid":"uuid://81973464-621b-4807-b17b-258d481d698d","site":"in-blr-ananta","name":"fan-252"}} | Airmech | [5 empty] | Modbus RTU |  |  | 135 | [20 empty] | HLI-222 | Proxied Device | Good |  | 10 |  |  | WS/Facilities |  | neptronic_evcbseries | NEPTRONIC-EVCBSERIES
2690 | Building Management System | FAN-253 | AHU77 FAN01 | Neptronic | EVCB SERIES | Standard | Serial | FAN | 6 | 634 |  |  | Active | Yes | IN-BLR-ANANTA-FAN-253_6 | uuid://12ae5eef-9d5e-4452-bf53-36498768c5e1 | {"asset":{"guid":"uuid://12ae5eef-9d5e-4452-bf53-36498768c5e1","site":"in-blr-ananta","name":"fan-253"}} | Airmech | [5 empty] | Modbus RTU |  |  | 44 | [20 empty] | HLI-224 | Proxied Device | Good |  | 10 |  |  | WS/Facilities |  | neptronic_evcbseries | NEPTRONIC-EVCBSERIES
2690 | Building Management System | FAN-254 | AHU77 FAN02 | Neptronic | EVCB SERIES | Standard | Serial | FAN | 6 | 634 |  |  | Active | Yes | IN-BLR-ANANTA-FAN-254_6 | uuid://21cc5a56-914f-45b0-a615-d61004bb6c8b | {"asset":{"guid":"uuid://21cc5a56-914f-45b0-a615-d61004bb6c8b","site":"in-blr-ananta","name":"fan-254"}} | Airmech | [5 empty] | Modbus RTU |  |  | 45 | [20 empty] | HLI-224 | Proxied Device | Good |  | 10 |  |  | WS/Facilities |  | neptronic_evcbseries | NEPTRONIC-EVCBSERIES
2690 | Building Management System | FAN-255 | AHU77 FAN03 | Neptronic | EVCB SERIES | Standard | Serial | FAN | 6 | 634 |  |  | Active | Yes | IN-BLR-ANANTA-FAN-255_6 | uuid://52408713-e425-4d08-aae1-15c69694b36b | {"asset":{"guid":"uuid://52408713-e425-4d08-aae1-15c69694b36b","site":"in-blr-ananta","name":"fan-255"}} | Airmech | [5 empty] | Modbus RTU |  |  | 46 | [20 empty] | HLI-224 | Proxied Device | Good |  | 10 |  |  | WS/Facilities |  | neptronic_evcbseries | NEPTRONIC-EVCBSERIES
2690 | Building Management System | FAN-256 | AHU78 FAN01 | Neptronic | EVCB SERIES | Standard | Serial | FAN | 6 | 634 |  |  | Active | Yes | IN-BLR-ANANTA-FAN-256_6 | uuid://68e2dade-7c11-4796-9a12-84ae798e4082 | {"asset":{"guid":"uuid://68e2dade-7c11-4796-9a12-84ae798e4082","site":"in-blr-ananta","name":"fan-256"}} | Airmech | [5 empty] | Modbus RTU |  |  | 47 | [20 empty] | HLI-224 | Proxied Device | Good |  | 10 |  |  | WS/Facilities |  | neptronic_evcbseries | NEPTRONIC-EVCBSERIES
2690 | Building Management System | FAN-257 | AHU78 FAN02 | Neptronic | EVCB SERIES | Standard | Serial | FAN | 6 | 634 |  |  | Active | Yes | IN-BLR-ANANTA-FAN-257_6 | uuid://943ab03f-ea8b-4385-aad1-817d734656e5 | {"asset":{"guid":"uuid://943ab03f-ea8b-4385-aad1-817d734656e5","site":"in-blr-ananta","name":"fan-257"}} | Airmech | [5 empty] | Modbus RTU |  |  | 48 | [20 empty] | HLI-224 | Proxied Device | Good |  | 10 |  |  | WS/Facilities |  | neptronic_evcbseries | NEPTRONIC-EVCBSERIES
2690 | Building Management System | FAN-258 | AHU78 FAN03 | Neptronic | EVCB SERIES | Standard | Serial | FAN | 6 | 634 |  |  | Active | Yes | IN-BLR-ANANTA-FAN-258_6 | uuid://ba4f646c-53c5-4e24-8910-cca6e9c2fa36 | {"asset":{"guid":"uuid://ba4f646c-53c5-4e24-8910-cca6e9c2fa36","site":"in-blr-ananta","name":"fan-258"}} | Airmech | [5 empty] | Modbus RTU |  |  | 49 | [20 empty] | HLI-224 | Proxied Device | Good |  | 10 |  |  | WS/Facilities |  | neptronic_evcbseries | NEPTRONIC-EVCBSERIES
2690 | Building Management System | FAN-259 | AHU65 FAN01 | Neptronic | EVCB SERIES | Standard | Serial | FAN | 5 | 534 |  |  | Active | Yes | IN-BLR-ANANTA-FAN-259_5 | uuid://26e364b0-a8b8-4f23-9d92-1e636b2b8ddf | {"asset":{"guid":"uuid://26e364b0-a8b8-4f23-9d92-1e636b2b8ddf","site":"in-blr-ananta","name":"fan-259"}} | Airmech | [5 empty] | Modbus RTU |  |  | 59 | [20 empty] | HLI-224 | Proxied Device | Good |  | 10 |  |  | WS/Facilities |  | neptronic_evcbseries | NEPTRONIC-EVCBSERIES
2690 | Building Management System | FAN-260 | AHU65 FAN02 | Neptronic | EVCB SERIES | Standard | Serial | FAN | 5 | 534 |  |  | Active | Yes | IN-BLR-ANANTA-FAN-260_5 | uuid://e06e1eb3-c29e-4c75-ac2f-182bab0b9170 | {"asset":{"guid":"uuid://e06e1eb3-c29e-4c75-ac2f-182bab0b9170","site":"in-blr-ananta","name":"fan-260"}} | Airmech | [5 empty] | Modbus RTU |  |  | 60 | [20 empty] | HLI-224 | Proxied Device | Good |  | 10 |  |  | WS/Facilities |  | neptronic_evcbseries | NEPTRONIC-EVCBSERIES
2690 | Building Management System | FAN-261 | AHU65 FAN03 | Neptronic | EVCB SERIES | Standard | Serial | FAN | 5 | 534 |  |  | Active | Yes | IN-BLR-ANANTA-FAN-261_5 | uuid://5ae6fdaa-f6a1-48cc-904e-60a35b7f6d4b | {"asset":{"guid":"uuid://5ae6fdaa-f6a1-48cc-904e-60a35b7f6d4b","site":"in-blr-ananta","name":"fan-261"}} | Airmech | [5 empty] | Modbus RTU |  |  | 61 | [20 empty] | HLI-224 | Proxied Device | Good |  | 10 |  |  | WS/Facilities |  | neptronic_evcbseries | NEPTRONIC-EVCBSERIES
2690 | Building Management System | FAN-262 | AHU66 FAN01 | Neptronic | EVCB SERIES | Standard | Serial | FAN | 5 | 534 |  |  | Active | Yes | IN-BLR-ANANTA-FAN-262_5 | uuid://787c789e-3695-4820-a23e-1e16d5595186 | {"asset":{"guid":"uuid://787c789e-3695-4820-a23e-1e16d5595186","site":"in-blr-ananta","name":"fan-262"}} | Airmech | [5 empty] | Modbus RTU |  |  | 62 | [20 empty] | HLI-224 | Proxied Device | Good |  | 10 |  |  | WS/Facilities |  | neptronic_evcbseries | NEPTRONIC-EVCBSERIES
2690 | Building Management System | FAN-263 | AHU66 FAN02 | Neptronic | EVCB SERIES | Standard | Serial | FAN | 5 | 534 |  |  | Active | Yes | IN-BLR-ANANTA-FAN-263_5 | uuid://6a42a9a5-344a-41ba-8e7e-06d49eb2eaf9 | {"asset":{"guid":"uuid://6a42a9a5-344a-41ba-8e7e-06d49eb2eaf9","site":"in-blr-ananta","name":"fan-263"}} | Airmech | [5 empty] | Modbus RTU |  |  | 63 | [20 empty] | HLI-224 | Proxied Device | Good |  | 10 |  |  | WS/Facilities |  | neptronic_evcbseries | NEPTRONIC-EVCBSERIES
2690 | Building Management System | FAN-264 | AHU66 FAN03 | Neptronic | EVCB SERIES | Standard | Serial | FAN | 5 | 534 |  |  | Active | Yes | IN-BLR-ANANTA-FAN-264_5 | uuid://3b9cfd0c-fdd3-4bae-aaeb-97e23aaa30f9 | {"asset":{"guid":"uuid://3b9cfd0c-fdd3-4bae-aaeb-97e23aaa30f9","site":"in-blr-ananta","name":"fan-264"}} | Airmech | [5 empty] | Modbus RTU |  |  | 64 | [20 empty] | HLI-224 | Proxied Device | Good |  | 10 |  |  | WS/Facilities |  | neptronic_evcbseries | NEPTRONIC-EVCBSERIES
2690 | Building Management System | FAN-265 | AHU89 FAN01 | Nicotra | DDMP | Standard | Serial | FAN | 7 | 734 |  |  | Active | Yes | IN-BLR-ANANTA-FAN-265_7 | uuid://c84449d4-855a-4c9c-a50b-6990257dd60a | {"asset":{"guid":"uuid://c84449d4-855a-4c9c-a50b-6990257dd60a","site":"in-blr-ananta","name":"fan-265"}} | Airmech | [5 empty] | Modbus RTU |  |  | 118 | [20 empty] | HLI-224 | Proxied Device | Good |  | 10 |  |  | WS/Facilities |  | nicotra_ddmp | NICOTRA-DDMP
2690 | Building Management System | FAN-266 | AHU89 FAN02 | Nicotra | DDMP | Standard | Serial | FAN | 7 | 734 |  |  | Active | Yes | IN-BLR-ANANTA-FAN-266_7 | uuid://8d318680-c47d-4a57-98cd-8cdf297a490a | {"asset":{"guid":"uuid://8d318680-c47d-4a57-98cd-8cdf297a490a","site":"in-blr-ananta","name":"fan-266"}} | Airmech | [5 empty] | Modbus RTU |  |  | 119 | [20 empty] | HLI-224 | Proxied Device | Good |  | 10 |  |  | WS/Facilities |  | nicotra_ddmp | NICOTRA-DDMP
2689 | Building Management System | FAN-267 | AHU89 FAN03 | Nicotra | DDMP | Standard | Serial | FAN | 7 | 734 |  |  | Active | Yes | IN-BLR-ANANTA-FAN-267_7 | uuid://f6d7a2b4-b524-4c92-805e-0de51a3ef278 | {"asset":{"guid":"uuid://f6d7a2b4-b524-4c92-805e-0de51a3ef278","site":"in-blr-ananta","name":"fan-267"}} | Airmech | [5 empty] | Modbus RTU |  |  | 120 | [20 empty] | HLI-224 | Proxied Device | Good |  | 10 |  |  | WS/Facilities |  | nicotra_ddmp | NICOTRA-DDMP
2691 | Building Management System | FAN-268 | AHU90 FAN01 | Nicotra | DDMP | Standard | Serial | FAN | 7 | 734 |  |  | Active | Yes | IN-BLR-ANANTA-FAN-268_7 | uuid://06e6b501-c571-4ee4-8ad3-261fa9c399cb | {"asset":{"guid":"uuid://06e6b501-c571-4ee4-8ad3-261fa9c399cb","site":"in-blr-ananta","name":"fan-268"}} | Airmech | [5 empty] | Modbus RTU |  |  | 121 | [20 empty] | HLI-224 | Proxied Device | Good |  | 10 |  |  | WS/Facilities |  | nicotra_ddmp | NICOTRA-DDMP
2690 | Building Management System | FAN-269 | AHU90 FAN02 | Nicotra | DDMP | Standard | Serial | FAN | 7 | 734 |  |  | Active | Yes | IN-BLR-ANANTA-FAN-269_7 | uuid://a1d695bf-20bd-4336-bef6-7b485372cbd2 | {"asset":{"guid":"uuid://a1d695bf-20bd-4336-bef6-7b485372cbd2","site":"in-blr-ananta","name":"fan-269"}} | Airmech | [5 empty] | Modbus RTU |  |  | 122 | [20 empty] | HLI-224 | Proxied Device | Good |  | 10 |  |  | WS/Facilities |  | nicotra_ddmp | NICOTRA-DDMP
2691 | Building Management System | FAN-270 | AHU90 FAN03 | Nicotra | DDMP | Standard | Serial | FAN | 7 | 734 |  |  | Active | Yes | IN-BLR-ANANTA-FAN-270_7 | uuid://8ace0434-196c-4082-a6f8-6b569df2d657 | {"asset":{"guid":"uuid://8ace0434-196c-4082-a6f8-6b569df2d657","site":"in-blr-ananta","name":"fan-270"}} | Airmech | [5 empty] | Modbus RTU |  |  | 123 | [20 empty] | HLI-224 | Proxied Device | Good |  | 10 |  |  | WS/Facilities |  | nicotra_ddmp | NICOTRA-DDMP
2690 | Building Management System | FAN-271 | AHU101 FAN01 | Nicotra | DDMP | Standard | Serial | FAN | 8 | 834 |  |  | Active | Yes | IN-BLR-ANANTA-FAN-271_8 | uuid://1af57b1a-14b3-42f5-a7fd-c667d286f7d1 | {"asset":{"guid":"uuid://1af57b1a-14b3-42f5-a7fd-c667d286f7d1","site":"in-blr-ananta","name":"fan-271"}} | Airmech | [5 empty] | Modbus RTU |  |  | 136 | [20 empty] | HLI-224 | Proxied Device | Good |  | 10 |  |  | WS/Facilities |  | nicotra_ddmp | NICOTRA-DDMP
2690 | Building Management System | FAN-272 | AHU101 FAN02 | DAIKIN | FXZQ32BVM6 | Standard | Serial | FAN | 8 | 834 |  |  | Active | Yes | IN-BLR-ANANTA-FAN-272_8 | uuid://0a232627-a38a-4e6f-8e36-a09537662c96 | {"asset":{"guid":"uuid://0a232627-a38a-4e6f-8e36-a09537662c96","site":"in-blr-ananta","name":"fan-272"}} | Airmech | [5 empty] | Modbus RTU |  |  | 137 | [20 empty] | HLI-224 | Proxied Device | Good |  | 10 |  |  | WS/Facilities |  | daikin_fxzq32bvm6 | DAIKIN-FXZQ32BVM6
2690 | Building Management System | FAN-273 | AHU101 FAN03 | DAIKIN | FXZQ32BVM6 | Standard | Serial | FAN | 8 | 834 |  |  | Active | Yes | IN-BLR-ANANTA-FAN-273_8 | uuid://108f64a6-801d-47f3-8a70-2db96ce42dae | {"asset":{"guid":"uuid://108f64a6-801d-47f3-8a70-2db96ce42dae","site":"in-blr-ananta","name":"fan-273"}} | Airmech | [5 empty] | Modbus RTU |  |  | 138 | [20 empty] | HLI-224 | Proxied Device | Good |  | 10 |  |  | WS/Facilities |  | daikin_fxzq32bvm6 | DAIKIN-FXZQ32BVM6
2690 | Building Management System | FAN-274 | AHU102 FAN01 | DAIKIN | FXZQ32BVM6 | Standard | Serial | FAN | 8 | 834 |  |  | Active | Yes | IN-BLR-ANANTA-FAN-274_8 | uuid://9025f95a-ee14-4642-ac5c-3dacb4e98b10 | {"asset":{"guid":"uuid://9025f95a-ee14-4642-ac5c-3dacb4e98b10","site":"in-blr-ananta","name":"fan-274"}} | Airmech | [5 empty] | Modbus RTU |  |  | 139 | [20 empty] | HLI-224 | Proxied Device | Good |  | 10 |  |  | WS/Facilities |  | daikin_fxzq32bvm6 | DAIKIN-FXZQ32BVM6
2689 | Building Management System | FAN-275 | AHU102 FAN02 | DAIKIN | FXZQ32BVM6 | Standard | Serial | FAN | 8 | 834 |  |  | Active | Yes | IN-BLR-ANANTA-FAN-275_8 | uuid://24527aa9-3b88-437c-b31d-e823b9baa72c | {"asset":{"guid":"uuid://24527aa9-3b88-437c-b31d-e823b9baa72c","site":"in-blr-ananta","name":"fan-275"}} | Airmech | [5 empty] | Modbus RTU |  |  | 140 | [20 empty] | HLI-224 | Proxied Device | Good |  | 10 |  |  | WS/Facilities |  | daikin_fxzq32bvm6 | DAIKIN-FXZQ32BVM6
2691 | Building Management System | FAN-276 | AHU102 FAN03 | DAIKIN | FXZQ32BVM6 | Standard | Serial | FAN | 8 | 834 |  |  | Active | Yes | IN-BLR-ANANTA-FAN-276_8 | uuid://e5414beb-0cdf-48f3-9513-63ce2c168762 | {"asset":{"guid":"uuid://e5414beb-0cdf-48f3-9513-63ce2c168762","site":"in-blr-ananta","name":"fan-276"}} | Airmech | [5 empty] | Modbus RTU |  |  | 141 | [20 empty] | HLI-224 | Proxied Device | Good |  | 10 |  |  | WS/Facilities |  | daikin_fxzq32bvm6 | DAIKIN-FXZQ32BVM6
2690 | Building Management System | FAN-277 | AHU113 FAN01 | DAIKIN | FXZQ32BVM6 | Standard | Serial | FAN | 9 | 934 |  |  | Active | Yes | IN-BLR-ANANTA-FAN-277_9 | uuid://656d1b37-1afd-4c51-b77f-1ddcd97312ce | {"asset":{"guid":"uuid://656d1b37-1afd-4c51-b77f-1ddcd97312ce","site":"in-blr-ananta","name":"fan-277"}} | Airmech | [5 empty] | Modbus RTU |  |  | 166 | [20 empty] | HLI-224 | Proxied Device | Good |  | 10 |  |  | WS/Facilities |  | daikin_fxzq32bvm6 | DAIKIN-FXZQ32BVM6
2691 | Building Management System | FAN-278 | AHU113 FAN02 | DAIKIN | FXZQ32BVM6 | Standard | Serial | FAN | 9 | 934 |  |  | Active | Yes | IN-BLR-ANANTA-FAN-278_9 | uuid://6712e217-dc38-4314-b132-2b0a1f462a13 | {"asset":{"guid":"uuid://6712e217-dc38-4314-b132-2b0a1f462a13","site":"in-blr-ananta","name":"fan-278"}} | Airmech | [5 empty] | Modbus RTU |  |  | 167 | [20 empty] | HLI-224 | Proxied Device | Good |  | 10 |  |  | WS/Facilities |  | daikin_fxzq32bvm6 | DAIKIN-FXZQ32BVM6
2690 | Building Management System | FAN-279 | AHU113 FAN03 | DAIKIN | FXZQ32BVM6 | Standard | Serial | FAN | 9 | 934 |  |  | Active | Yes | IN-BLR-ANANTA-FAN-279_9 | uuid://317127d6-5e28-4970-912e-556a25dafa6c | {"asset":{"guid":"uuid://317127d6-5e28-4970-912e-556a25dafa6c","site":"in-blr-ananta","name":"fan-279"}} | Airmech | [5 empty] | Modbus RTU |  |  | 168 | [20 empty] | HLI-224 | Proxied Device | Good |  | 10 |  |  | WS/Facilities |  | daikin_fxzq32bvm6 | DAIKIN-FXZQ32BVM6
2691 | Building Management System | FAN-280 | AHU114 FAN01 | DAIKIN | FXZQ32BVM6 | Standard | Serial | FAN | 9 | 934 |  |  | Active | Yes | IN-BLR-ANANTA-FAN-280_9 | uuid://7ee893dd-5962-4729-9ef5-8b70d3f0690b | {"asset":{"guid":"uuid://7ee893dd-5962-4729-9ef5-8b70d3f0690b","site":"in-blr-ananta","name":"fan-280"}} | Airmech | [5 empty] | Modbus RTU |  |  | 169 | [20 empty] | HLI-224 | Proxied Device | Good |  | 10 |  |  | WS/Facilities |  | daikin_fxzq32bvm6 | DAIKIN-FXZQ32BVM6
2690 | Building Management System | FAN-281 | AHU114 FAN02 | EATON | 93PR | Standard | Serial | FAN | 9 | 934 |  |  | Active | Yes | IN-BLR-ANANTA-FAN-281_9 | uuid://985dad8a-6bfc-4c68-abce-e29d98847daf | {"asset":{"guid":"uuid://985dad8a-6bfc-4c68-abce-e29d98847daf","site":"in-blr-ananta","name":"fan-281"}} | Airmech | [5 empty] | Modbus RTU |  |  | 170 | [20 empty] | HLI-224 | Proxied Device | Good |  | 10 |  |  | WS/Facilities |  | eaton_93pr | EATON-93PR
2690 | Building Management System | FAN-282 | AHU114 FAN03 | EATON | 93PR | Standard | Serial | FAN | 9 | 934 |  |  | Active | Yes | IN-BLR-ANANTA-FAN-282_9 | uuid://13fb1db0-c265-4494-b28d-33c14bfac233 | {"asset":{"guid":"uuid://13fb1db0-c265-4494-b28d-33c14bfac233","site":"in-blr-ananta","name":"fan-282"}} | Airmech | [5 empty] | Modbus RTU |  |  | 171 | [20 empty] | HLI-224 | Proxied Device | Good |  | 10 |  |  | WS/Facilities |  | eaton_93pr | EATON-93PR
2690 | Building Management System | FAN-283 | AHU87 FAN01 | EATON | 93PR | Standard | Serial | FAN | 7 | 719 |  |  | Active | Yes | IN-BLR-ANANTA-FAN-283_7 | uuid://f9cab069-9cb1-463b-9a0b-b247c56d2887 | {"asset":{"guid":"uuid://f9cab069-9cb1-463b-9a0b-b247c56d2887","site":"in-blr-ananta","name":"fan-283"}} | Airmech | [5 empty] | Modbus RTU |  |  | 114 | [20 empty] | HLI-228 | Proxied Device | Good |  | 10 |  |  | WS/Facilities |  | eaton_93pr | EATON-93PR
2690 | Building Management System | FAN-284 | AHU87 FAN02 | EATON | 93PR | Standard | Serial | FAN | 7 | 719 |  |  | Active | Yes | IN-BLR-ANANTA-FAN-284_7 | uuid://7da00fe8-74b1-435d-8508-076a53e6be35 | {"asset":{"guid":"uuid://7da00fe8-74b1-435d-8508-076a53e6be35","site":"in-blr-ananta","name":"fan-284"}} | Airmech | [5 empty] | Modbus RTU |  |  | 115 | [20 empty] | HLI-228 | Proxied Device | Good |  | 10 |  |  | WS/Facilities |  | eaton_93pr | EATON-93PR
2690 | Building Management System | FAN-285 | AHU87 FAN03 | EATON | 93PR | Standard | Serial | FAN | 7 | 719 |  |  | Active | Yes | IN-BLR-ANANTA-FAN-285_7 | uuid://537787fd-8629-49f4-98a1-af1e518e42fc | {"asset":{"guid":"uuid://537787fd-8629-49f4-98a1-af1e518e42fc","site":"in-blr-ananta","name":"fan-285"}} | Airmech | [5 empty] | Modbus RTU |  |  | 116 | [20 empty] | HLI-228 | Proxied Device | Good |  | 10 |  |  | WS/Facilities |  | eaton_93pr | EATON-93PR
2683 | Building Management System | FAN-286 | AHU88 FAN01 | Aquagen | EVCB SERIES | Standard | Serial | FAN | 7 | 719 |  |  | Active | Yes | IN-BLR-ANANTA-FAN-286_7 | uuid://4936e47d-a625-4e0e-b034-6cefb635b036 | {"asset":{"guid":"uuid://4936e47d-a625-4e0e-b034-6cefb635b036","site":"in-blr-ananta","name":"fan-286"}} | Airmech | [5 empty] | Modbus RTU |  |  | 117 | [20 empty] | HLI-228 | Proxied Device | Good |  | 10 |  |  | WS/Facilities |  | aquagen_evcbseries | AQUAGEN-EVCBSERIES
2684 | Building Management System | FAN-287 | AHU88 FAN02 | Aquagen | EVCB SERIES | Standard | Serial | FAN | 7 | 719 |  |  | Active | Yes | IN-BLR-ANANTA-FAN-287_7 | uuid://99daf871-cc2e-448d-bcc2-a408f34adaf3 | {"asset":{"guid":"uuid://99daf871-cc2e-448d-bcc2-a408f34adaf3","site":"in-blr-ananta","name":"fan-287"}} | Airmech | [5 empty] | Modbus RTU |  |  | 118 | [20 empty] | HLI-228 | Proxied Device | Good |  | 10 |  |  | WS/Facilities |  | aquagen_evcbseries | AQUAGEN-EVCBSERIES
2685 | Building Management System | FAN-288 | AHU88 FAN03 | Aquagen | EVCB SERIES | Standard | Serial | FAN | 7 | 719 |  |  | Active | Yes | IN-BLR-ANANTA-FAN-288_7 | uuid://431a7d14-077b-43d0-bea9-093d1364d2f8 | {"asset":{"guid":"uuid://431a7d14-077b-43d0-bea9-093d1364d2f8","site":"in-blr-ananta","name":"fan-288"}} | Airmech | [5 empty] | Modbus RTU |  |  | 119 | [20 empty] | HLI-228 | Proxied Device | Good |  | 10 |  |  | WS/Facilities |  | aquagen_evcbseries | AQUAGEN-EVCBSERIES
2686 | Building Management System | FAN-289 | AHU99 FAN01 | Aquagen | EVCB SERIES | Standard | Serial | FAN | 8 | 819 |  |  | Active | Yes | IN-BLR-ANANTA-FAN-289_8 | uuid://622de91e-ad51-413d-bc43-0ff964f23e10 | {"asset":{"guid":"uuid://622de91e-ad51-413d-bc43-0ff964f23e10","site":"in-blr-ananta","name":"fan-289"}} | Airmech | [5 empty] | Modbus RTU |  |  | 132 | [20 empty] | HLI-228 | Proxied Device | Good |  | 10 |  |  | WS/Facilities |  | aquagen_evcbseries | AQUAGEN-EVCBSERIES
2687 | Building Management System | FAN-290 | AHU99 FAN02 | Aquagen | EVCB SERIES | Standard | Serial | FAN | 8 | 819 |  |  | Active | Yes | IN-BLR-ANANTA-FAN-290_8 | uuid://09e409f3-6e8e-4c56-b9ad-ae3c154359bf | {"asset":{"guid":"uuid://09e409f3-6e8e-4c56-b9ad-ae3c154359bf","site":"in-blr-ananta","name":"fan-290"}} | Airmech | [5 empty] | Modbus RTU |  |  | 133 | [20 empty] | HLI-228 | Proxied Device | Good |  | 10 |  |  | WS/Facilities |  | aquagen_evcbseries | AQUAGEN-EVCBSERIES
2688 | Building Management System | FAN-291 | AHU99 FAN03 | Aquagen | EVCB SERIES | Standard | Serial | FAN | 8 | 819 |  |  | Active | Yes | IN-BLR-ANANTA-FAN-291_8 | uuid://20b9c68b-6adf-4f19-98f7-e5f1b9aa748c | {"asset":{"guid":"uuid://20b9c68b-6adf-4f19-98f7-e5f1b9aa748c","site":"in-blr-ananta","name":"fan-291"}} | Airmech | [5 empty] | Modbus RTU |  |  | 134 | [20 empty] | HLI-228 | Proxied Device | Good |  | 10 |  |  | WS/Facilities |  | aquagen_evcbseries | AQUAGEN-EVCBSERIES
2689 | Building Management System | FAN-292 | AHU100 FAN01 | Aquagen | EVCB SERIES | Standard | Serial | FAN | 8 | 819 |  |  | Active | Yes | IN-BLR-ANANTA-FAN-292_8 | uuid://b43fe899-062d-4307-9057-eb4ac55c9441 | {"asset":{"guid":"uuid://b43fe899-062d-4307-9057-eb4ac55c9441","site":"in-blr-ananta","name":"fan-292"}} | Airmech | [5 empty] | Modbus RTU |  |  | 135 | [20 empty] | HLI-228 | Proxied Device | Good |  | 10 |  |  | WS/Facilities |  | aquagen_evcbseries | AQUAGEN-EVCBSERIES
2691 | Building Management System | FAN-293 | AHU100 FAN02 | Aquagen | EVCB SERIES | Standard | Serial | FAN | 8 | 819 |  |  | Active | Yes | IN-BLR-ANANTA-FAN-293_8 | uuid://e68794e7-121c-4567-bc86-4538f0f73b7a | {"asset":{"guid":"uuid://e68794e7-121c-4567-bc86-4538f0f73b7a","site":"in-blr-ananta","name":"fan-293"}} | Airmech | [5 empty] | Modbus RTU |  |  | 136 | [20 empty] | HLI-228 | Proxied Device | Good |  | 10 |  |  | WS/Facilities |  | aquagen_evcbseries | AQUAGEN-EVCBSERIES
2690 | Building Management System | FAN-294 | AHU100 FAN03 | Aquagen | EVCB SERIES | Standard | Serial | FAN | 8 | 819 |  |  | Active | Yes | IN-BLR-ANANTA-FAN-294_8 | uuid://fb80bbab-2326-4152-9a27-6ff0831a5669 | {"asset":{"guid":"uuid://fb80bbab-2326-4152-9a27-6ff0831a5669","site":"in-blr-ananta","name":"fan-294"}} | Airmech | [5 empty] | Modbus RTU |  |  | 137 | [20 empty] | HLI-228 | Proxied Device | Good |  | 10 |  |  | WS/Facilities |  | aquagen_evcbseries | AQUAGEN-EVCBSERIES
2690 | Building Management System | FAN-295 | AHU111 FAN01 | Aquagen | EVCB SERIES | Standard | Serial | FAN | 9 | 919 |  |  | Active | Yes | IN-BLR-ANANTA-FAN-295_9 | uuid://ee760ba9-b44b-4c4e-8032-5b7650e576ed | {"asset":{"guid":"uuid://ee760ba9-b44b-4c4e-8032-5b7650e576ed","site":"in-blr-ananta","name":"fan-295"}} | Airmech | [5 empty] | Modbus RTU |  |  | 150 | [20 empty] | HLI-228 | Proxied Device | Good |  | 10 |  |  | WS/Facilities |  | aquagen_evcbseries | AQUAGEN-EVCBSERIES
2690 | Building Management System | FAN-296 | AHU111 FAN02 | Aquagen | EVCB SERIES | Standard | Serial | FAN | 9 | 919 |  |  | Active | Yes | IN-BLR-ANANTA-FAN-296_9 | uuid://c06fef8b-0b4b-4005-80aa-de1662ad703a | {"asset":{"guid":"uuid://c06fef8b-0b4b-4005-80aa-de1662ad703a","site":"in-blr-ananta","name":"fan-296"}} | Airmech | [5 empty] | Modbus RTU |  |  | 151 | [20 empty] | HLI-228 | Proxied Device | Good |  | 10 |  |  | WS/Facilities |  | aquagen_evcbseries | AQUAGEN-EVCBSERIES
2690 | Building Management System | FAN-297 | AHU111 FAN03 | Aquagen | EVCB SERIES | Standard | Serial | FAN | 9 | 919 |  |  | Active | Yes | IN-BLR-ANANTA-FAN-297_9 | uuid://3b69dd96-b9f1-4bfc-a9fb-84299b0ea3fc | {"asset":{"guid":"uuid://3b69dd96-b9f1-4bfc-a9fb-84299b0ea3fc","site":"in-blr-ananta","name":"fan-297"}} | Airmech | [5 empty] | Modbus RTU |  |  | 152 | [20 empty] | HLI-228 | Proxied Device | Good |  | 10 |  |  | WS/Facilities |  | aquagen_evcbseries | AQUAGEN-EVCBSERIES
2690 | Building Management System | FAN-298 | AHU112 FAN01 | Aquagen | EVCB SERIES | Standard | Serial | FAN | 9 | 919 |  |  | Active | Yes | IN-BLR-ANANTA-FAN-298_9 | uuid://814cb19c-ce7f-44bd-b469-69977039ed98 | {"asset":{"guid":"uuid://814cb19c-ce7f-44bd-b469-69977039ed98","site":"in-blr-ananta","name":"fan-298"}} | Airmech | [5 empty] | Modbus RTU |  |  | 153 | [20 empty] | HLI-228 | Proxied Device | Good |  | 10 |  |  | WS/Facilities |  | aquagen_evcbseries | AQUAGEN-EVCBSERIES
2690 | Building Management System | FAN-299 | AHU112 FAN02 | Aquagen | EVCB SERIES | Standard | Serial | FAN | 9 | 919 |  |  | Active | Yes | IN-BLR-ANANTA-FAN-299_9 | uuid://fa6af5a0-a21b-46ac-900a-80aa3d865179 | {"asset":{"guid":"uuid://fa6af5a0-a21b-46ac-900a-80aa3d865179","site":"in-blr-ananta","name":"fan-299"}} | Airmech | [5 empty] | Modbus RTU |  |  | 154 | [20 empty] | HLI-228 | Proxied Device | Good |  | 10 |  |  | WS/Facilities |  | aquagen_evcbseries | AQUAGEN-EVCBSERIES
2690 | Building Management System | FAN-300 | AHU112 FAN03 | Aquagen | EVCB SERIES | Standard | Serial | FAN | 9 | 919 |  |  | Active | Yes | IN-BLR-ANANTA-FAN-300_9 | uuid://640e3259-1998-4652-912b-7ea2557440e6 | {"asset":{"guid":"uuid://640e3259-1998-4652-912b-7ea2557440e6","site":"in-blr-ananta","name":"fan-300"}} | Airmech | [5 empty] | Modbus RTU |  |  | 155 | [20 empty] | HLI-228 | Proxied Device | Good |  | 10 |  |  | WS/Facilities |  | aquagen_evcbseries | AQUAGEN-EVCBSERIES
2689 | Building Management System | FAN-301 | AHU123 FAN01 | Aquagen | EVCB SERIES | Standard | Serial | FAN | 10 | 1019 |  |  | Active | Yes | IN-BLR-ANANTA-FAN-301_10 | uuid://69a776ed-232a-46dc-ae9f-13c2c15954d9 | {"asset":{"guid":"uuid://69a776ed-232a-46dc-ae9f-13c2c15954d9","site":"in-blr-ananta","name":"fan-301"}} | Airmech | [5 empty] | Modbus RTU |  |  | 168 | [20 empty] | HLI-228 | Proxied Device | Good |  | 10 |  |  | WS/Facilities |  | aquagen_evcbseries | AQUAGEN-EVCBSERIES
2691 | Building Management System | FAN-302 | AHU123 FAN02 | Aquagen | EVCB SERIES | Standard | Serial | FAN | 10 | 1019 |  |  | Active | Yes | IN-BLR-ANANTA-FAN-302_10 | uuid://970cb644-1487-4436-be0b-75ccd1425e37 | {"asset":{"guid":"uuid://970cb644-1487-4436-be0b-75ccd1425e37","site":"in-blr-ananta","name":"fan-302"}} | Airmech | [5 empty] | Modbus RTU |  |  | 169 | [20 empty] | HLI-228 | Proxied Device | Good |  | 10 |  |  | WS/Facilities |  | aquagen_evcbseries | AQUAGEN-EVCBSERIES
2690 | Building Management System | FAN-303 | AHU123 FAN03 | Aquagen | EVCB SERIES | Standard | Serial | FAN | 10 | 1019 |  |  | Active | Yes | IN-BLR-ANANTA-FAN-303_10 | uuid://08c6ac8a-6db1-4463-86db-df4c46fa39d3 | {"asset":{"guid":"uuid://08c6ac8a-6db1-4463-86db-df4c46fa39d3","site":"in-blr-ananta","name":"fan-303"}} | Airmech | [5 empty] | Modbus RTU |  |  | 170 | [20 empty] | HLI-228 | Proxied Device | Good |  | 10 |  |  | WS/Facilities |  | aquagen_evcbseries | AQUAGEN-EVCBSERIES
2690 | Building Management System | FAN-304 | AHU124 FAN01 | Aquagen | EVCB SERIES | Standard | Serial | FAN | 10 | 1019 |  |  | Active | Yes | IN-BLR-ANANTA-FAN-304_10 | uuid://825d49b9-baf4-470a-9686-d434f7658da9 | {"asset":{"guid":"uuid://825d49b9-baf4-470a-9686-d434f7658da9","site":"in-blr-ananta","name":"fan-304"}} | Airmech | [5 empty] | Modbus RTU |  |  | 171 | [20 empty] | HLI-228 | Proxied Device | Good |  | 10 |  |  | WS/Facilities |  | aquagen_evcbseries | AQUAGEN-EVCBSERIES
2690 | Building Management System | FAN-305 | AHU124 FAN02 | Aquagen | EVCB SERIES | Standard | Serial | FAN | 10 | 1019 |  |  | Active | Yes | IN-BLR-ANANTA-FAN-305_10 | uuid://5b5edcf2-a6f9-41cf-8f5b-dfcf98536675 | {"asset":{"guid":"uuid://5b5edcf2-a6f9-41cf-8f5b-dfcf98536675","site":"in-blr-ananta","name":"fan-305"}} | Airmech | [5 empty] | Modbus RTU |  |  | 172 | [20 empty] | HLI-228 | Proxied Device | Good |  | 10 |  |  | WS/Facilities |  | aquagen_evcbseries | AQUAGEN-EVCBSERIES
2690 | Building Management System | FAN-306 | AHU124 FAN03 | Aquagen | EVCB SERIES | Standard | Serial | FAN | 10 | 1019 |  |  | Active | Yes | IN-BLR-ANANTA-FAN-306_10 | uuid://12a33508-1c3f-4ec5-bfcd-de0948a60b64 | {"asset":{"guid":"uuid://12a33508-1c3f-4ec5-bfcd-de0948a60b64","site":"in-blr-ananta","name":"fan-306"}} | Airmech | [5 empty] | Modbus RTU |  |  | 173 | [20 empty] | HLI-228 | Proxied Device | Good |  | 10 |  |  | WS/Facilities |  | aquagen_evcbseries | AQUAGEN-EVCBSERIES
2690 | Building Management System | FAN-307 | AHU136 FAN01 | Aquagen | EVCB SERIES | Standard | Serial | FAN | 11 | 1119 |  |  | Active | Yes | IN-BLR-ANANTA-FAN-307_11 | uuid://d76d72d0-7fd6-4ff6-8c04-53d809bb1a7c | {"asset":{"guid":"uuid://d76d72d0-7fd6-4ff6-8c04-53d809bb1a7c","site":"in-blr-ananta","name":"fan-307"}} | Airmech | [5 empty] | Modbus RTU |  |  | 186 | [20 empty] | HLI-228 | Proxied Device | Good |  | 10 |  |  | WS/Facilities |  | aquagen_evcbseries | AQUAGEN-EVCBSERIES
2690 | Building Management System | FAN-308 | AHU136 FAN02 | Aquagen | EVCB SERIES | Standard | Serial | FAN | 11 | 1119 |  |  | Active | Yes | IN-BLR-ANANTA-FAN-308_11 | uuid://813b890c-b8b2-432a-bffa-020febb5f0a6 | {"asset":{"guid":"uuid://813b890c-b8b2-432a-bffa-020febb5f0a6","site":"in-blr-ananta","name":"fan-308"}} | Airmech | [5 empty] | Modbus RTU |  |  | 187 | [20 empty] | HLI-228 | Proxied Device | Good |  | 10 |  |  | WS/Facilities |  | aquagen_evcbseries | AQUAGEN-EVCBSERIES
2690 | Building Management System | FAN-309 | AHU136 FAN03 | Aquagen | EVCB SERIES | Standard | Serial | FAN | 11 | 1119 |  |  | Active | Yes | IN-BLR-ANANTA-FAN-309_11 | uuid://f060b4a7-535c-4502-a8a4-b10527a4b4b9 | {"asset":{"guid":"uuid://f060b4a7-535c-4502-a8a4-b10527a4b4b9","site":"in-blr-ananta","name":"fan-309"}} | Airmech | [5 empty] | Modbus RTU |  |  | 188 | [20 empty] | HLI-228 | Proxied Device | Good |  | 10 |  |  | WS/Facilities |  | aquagen_evcbseries | AQUAGEN-EVCBSERIES
2690 | Building Management System | FAN-310 | AHU135 FAN01 | Aquagen | EVCB SERIES | Standard | Serial | FAN | 11 | 1119 |  |  | Active | Yes | IN-BLR-ANANTA-FAN-310_11 | uuid://dc0f8011-7a30-4ea9-8e3c-e830627e335b | {"asset":{"guid":"uuid://dc0f8011-7a30-4ea9-8e3c-e830627e335b","site":"in-blr-ananta","name":"fan-310"}} | Airmech | [5 empty] | Modbus RTU |  |  | 189 | [20 empty] | HLI-228 | Proxied Device | Good |  | 10 |  |  | WS/Facilities |  | aquagen_evcbseries | AQUAGEN-EVCBSERIES
2690 | Building Management System | FAN-311 | AHU135 FAN02 | Aquagen | EVCB SERIES | Standard | Serial | FAN | 11 | 1119 |  |  | Active | Yes | IN-BLR-ANANTA-FAN-311_11 | uuid://cab48813-8bc6-4f3e-9f59-bdbac47ff9c3 | {"asset":{"guid":"uuid://cab48813-8bc6-4f3e-9f59-bdbac47ff9c3","site":"in-blr-ananta","name":"fan-311"}} | Airmech | [5 empty] | Modbus RTU |  |  | 190 | [20 empty] | HLI-228 | Proxied Device | Good |  | 10 |  |  | WS/Facilities |  | aquagen_evcbseries | AQUAGEN-EVCBSERIES
2690 | Building Management System | FAN-312 | AHU135 FAN03 | Aquagen | EVCB SERIES | Standard | Serial | FAN | 11 | 1119 |  |  | Active | Yes | IN-BLR-ANANTA-FAN-312_11 | uuid://a9eeb873-b7cf-40ec-873e-906fe072bf50 | {"asset":{"guid":"uuid://a9eeb873-b7cf-40ec-873e-906fe072bf50","site":"in-blr-ananta","name":"fan-312"}} | Airmech | [5 empty] | Modbus RTU |  |  | 191 | [20 empty] | HLI-228 | Proxied Device | Good |  | 10 |  |  | WS/Facilities |  | aquagen_evcbseries | AQUAGEN-EVCBSERIES
2690 | Building Management System | FAN-313 | AHU97 FAN01 | Aquagen | EVCB SERIES | Standard | Serial | FAN | 8 | 848 |  |  | Active | Yes | IN-BLR-ANANTA-FAN-313_8 | uuid://7b6c62fa-502f-4c38-b567-3c8b341df40c | {"asset":{"guid":"uuid://7b6c62fa-502f-4c38-b567-3c8b341df40c","site":"in-blr-ananta","name":"fan-313"}} | Airmech | [5 empty] | Modbus RTU |  |  | 142 | [20 empty] | HLI-229 | Proxied Device | Good |  | 10 |  |  | WS/Facilities |  | aquagen_evcbseries | AQUAGEN-EVCBSERIES
2690 | Building Management System | FAN-314 | AHU97 FAN02 | Aquagen | EVCB SERIES | Standard | Serial | FAN | 8 | 848 |  |  | Active | Yes | IN-BLR-ANANTA-FAN-314_8 | uuid://2e86feb5-9ca2-46e7-a1b5-03a9e46c43fc | {"asset":{"guid":"uuid://2e86feb5-9ca2-46e7-a1b5-03a9e46c43fc","site":"in-blr-ananta","name":"fan-314"}} | Airmech | [5 empty] | Modbus RTU |  |  | 143 | [20 empty] | HLI-229 | Proxied Device | Good |  | 10 |  |  | WS/Facilities |  | aquagen_evcbseries | AQUAGEN-EVCBSERIES
2690 | Building Management System | FAN-315 | AHU97 FAN03 | Aquagen | EVCB SERIES | Standard | Serial | FAN | 8 | 848 |  |  | Active | Yes | IN-BLR-ANANTA-FAN-315_8 | uuid://9e60e849-b839-4f91-9854-d747deb94303 | {"asset":{"guid":"uuid://9e60e849-b839-4f91-9854-d747deb94303","site":"in-blr-ananta","name":"fan-315"}} | Airmech | [5 empty] | Modbus RTU |  |  | 144 | [20 empty] | HLI-229 | Proxied Device | Good |  | 10 |  |  | WS/Facilities |  | aquagen_evcbseries | AQUAGEN-EVCBSERIES
2690 | Building Management System | FAN-316 | AHU98 FAN01 | Aquagen | EVCB SERIES | Standard | Serial | FAN | 8 | 848 |  |  | Active | Yes | IN-BLR-ANANTA-FAN-316_8 | uuid://a1706700-cd5f-427b-a159-05f99d2eff97 | {"asset":{"guid":"uuid://a1706700-cd5f-427b-a159-05f99d2eff97","site":"in-blr-ananta","name":"fan-316"}} | Airmech | [5 empty] | Modbus RTU |  |  | 145 | [20 empty] | HLI-229 | Proxied Device | Good |  | 10 |  |  | WS/Facilities |  | aquagen_evcbseries | AQUAGEN-EVCBSERIES
2689 | Building Management System | FAN-317 | AHU98 FAN02 | Aquagen | EVCB SERIES | Standard | Serial | FAN | 8 | 848 |  |  | Active | Yes | IN-BLR-ANANTA-FAN-317_8 | uuid://5f44814a-2140-45c5-b150-dc4f16e510c9 | {"asset":{"guid":"uuid://5f44814a-2140-45c5-b150-dc4f16e510c9","site":"in-blr-ananta","name":"fan-317"}} | Airmech | [5 empty] | Modbus RTU |  |  | 146 | [20 empty] | HLI-229 | Proxied Device | Good |  | 10 |  |  | WS/Facilities |  | aquagen_evcbseries | AQUAGEN-EVCBSERIES
2691 | Building Management System | FAN-318 | AHU98 FAN03 | Aquagen | EVCB SERIES | Standard | Serial | FAN | 8 | 848 |  |  | Active | Yes | IN-BLR-ANANTA-FAN-318_8 | uuid://40c8f94c-29b6-4a26-a9d2-29d1f5290c52 | {"asset":{"guid":"uuid://40c8f94c-29b6-4a26-a9d2-29d1f5290c52","site":"in-blr-ananta","name":"fan-318"}} | Airmech | [5 empty] | Modbus RTU |  |  | 147 | [20 empty] | HLI-229 | Proxied Device | Good |  | 10 |  |  | WS/Facilities |  | aquagen_evcbseries | AQUAGEN-EVCBSERIES
2690 | Building Management System | FAN-319 | AHU109 FAN01 | Aquagen | EVCB SERIES | Standard | Serial | FAN | 9 | 948 |  |  | Active | Yes | IN-BLR-ANANTA-FAN-319_9 | uuid://4676c6e7-0e39-4126-9e9b-06503c95c384 | {"asset":{"guid":"uuid://4676c6e7-0e39-4126-9e9b-06503c95c384","site":"in-blr-ananta","name":"fan-319"}} | Airmech | [5 empty] | Modbus RTU |  |  | 160 | [20 empty] | HLI-229 | Proxied Device | Good |  | 10 |  |  | WS/Facilities |  | aquagen_evcbseries | AQUAGEN-EVCBSERIES
2690 | Building Management System | FAN-320 | AHU109 FAN02 | Aquagen | EVCB SERIES | Standard | Serial | FAN | 9 | 948 |  |  | Active | Yes | IN-BLR-ANANTA-FAN-320_9 | uuid://2c6f7365-eca1-465c-ba5d-4857098d6f7d | {"asset":{"guid":"uuid://2c6f7365-eca1-465c-ba5d-4857098d6f7d","site":"in-blr-ananta","name":"fan-320"}} | Airmech | [5 empty] | Modbus RTU |  |  | 161 | [20 empty] | HLI-229 | Proxied Device | Good |  | 10 |  |  | WS/Facilities |  | aquagen_evcbseries | AQUAGEN-EVCBSERIES
2690 | Building Management System | FAN-321 | AHU109 FAN03 | Aquagen | EVCB SERIES | Standard | Serial | FAN | 9 | 948 |  |  | Active | Yes | IN-BLR-ANANTA-FAN-321_9 | uuid://61e7999d-77fb-41b7-9633-52d9513041d8 | {"asset":{"guid":"uuid://61e7999d-77fb-41b7-9633-52d9513041d8","site":"in-blr-ananta","name":"fan-321"}} | Airmech | [5 empty] | Modbus RTU |  |  | 162 | [20 empty] | HLI-229 | Proxied Device | Good |  | 10 |  |  | WS/Facilities |  | aquagen_evcbseries | AQUAGEN-EVCBSERIES
2690 | Building Management System | FAN-322 | AHU110 FAN01 | Aquagen | EVCB SERIES | Standard | Serial | FAN | 9 | 948 |  |  | Active | Yes | IN-BLR-ANANTA-FAN-322_9 | uuid://2d359290-00c4-4201-8f2d-7e0f963bcb1c | {"asset":{"guid":"uuid://2d359290-00c4-4201-8f2d-7e0f963bcb1c","site":"in-blr-ananta","name":"fan-322"}} | Airmech | [5 empty] | Modbus RTU |  |  | 163 | [20 empty] | HLI-229 | Proxied Device | Good |  | 10 |  |  | WS/Facilities |  | aquagen_evcbseries | AQUAGEN-EVCBSERIES
2690 | Building Management System | FAN-323 | AHU110 FAN02 | Aquagen | EVCB SERIES | Standard | Serial | FAN | 9 | 948 |  |  | Active | Yes | IN-BLR-ANANTA-FAN-323_9 | uuid://9842d113-1add-4568-9325-d92f46a0d6ab | {"asset":{"guid":"uuid://9842d113-1add-4568-9325-d92f46a0d6ab","site":"in-blr-ananta","name":"fan-323"}} | Airmech | [5 empty] | Modbus RTU |  |  | 164 | [20 empty] | HLI-229 | Proxied Device | Good |  | 10 |  |  | WS/Facilities |  | aquagen_evcbseries | AQUAGEN-EVCBSERIES
2690 | Building Management System | FAN-324 | AHU110 FAN03 | Aquagen | EVCB SERIES | Standard | Serial | FAN | 9 | 948 |  |  | Active | Yes | IN-BLR-ANANTA-FAN-324_9 | uuid://1404d46f-e261-4847-820b-334dc6548e60 | {"asset":{"guid":"uuid://1404d46f-e261-4847-820b-334dc6548e60","site":"in-blr-ananta","name":"fan-324"}} | Airmech | [5 empty] | Modbus RTU |  |  | 165 | [20 empty] | HLI-229 | Proxied Device | Good |  | 10 |  |  | WS/Facilities |  | aquagen_evcbseries | AQUAGEN-EVCBSERIES
2690 | Building Management System | FAN-325 | AHU121 FAN01 | Aquagen | EVCB SERIES | Standard | Serial | FAN | 10 | 1048 |  |  | Active | Yes | IN-BLR-ANANTA-FAN-325_10 | uuid://1140dc57-ba56-410b-9949-e28127cf28c0 | {"asset":{"guid":"uuid://1140dc57-ba56-410b-9949-e28127cf28c0","site":"in-blr-ananta","name":"fan-325"}} | Airmech | [5 empty] | Modbus RTU |  |  | 178 | [20 empty] | HLI-229 | Proxied Device | Good |  | 10 |  |  | WS/Facilities |  | aquagen_evcbseries | AQUAGEN-EVCBSERIES
2690 | Building Management System | FAN-326 | AHU121 FAN02 | Aquagen | EVCB SERIES | Standard | Serial | FAN | 10 | 1048 |  |  | Active | Yes | IN-BLR-ANANTA-FAN-326_10 | uuid://c7c89cc2-6cf2-433c-9177-6ee18120780b | {"asset":{"guid":"uuid://c7c89cc2-6cf2-433c-9177-6ee18120780b","site":"in-blr-ananta","name":"fan-326"}} | Airmech | [5 empty] | Modbus RTU |  |  | 179 | [20 empty] | HLI-229 | Proxied Device | Good |  | 10 |  |  | WS/Facilities |  | aquagen_evcbseries | AQUAGEN-EVCBSERIES
2690 | Building Management System | FAN-327 | AHU121 FAN03 | Aquagen | EVCB SERIES | Standard | Serial | FAN | 10 | 1048 |  |  | Active | Yes | IN-BLR-ANANTA-FAN-327_10 | uuid://6c5fde22-0121-47b5-9b25-3a1d172c69c6 | {"asset":{"guid":"uuid://6c5fde22-0121-47b5-9b25-3a1d172c69c6","site":"in-blr-ananta","name":"fan-327"}} | Airmech | [5 empty] | Modbus RTU |  |  | 180 | [20 empty] | HLI-229 | Proxied Device | Good |  | 10 |  |  | WS/Facilities |  | aquagen_evcbseries | AQUAGEN-EVCBSERIES
2690 | Building Management System | FAN-328 | AHU122 FAN01 | Aquagen | EVCB SERIES | Standard | Serial | FAN | 10 | 1048 |  |  | Active | Yes | IN-BLR-ANANTA-FAN-328_10 | uuid://c29b123a-54a0-4849-b1ac-d7a11e8fafe9 | {"asset":{"guid":"uuid://c29b123a-54a0-4849-b1ac-d7a11e8fafe9","site":"in-blr-ananta","name":"fan-328"}} | Airmech | [5 empty] | Modbus RTU |  |  | 181 | [20 empty] | HLI-229 | Proxied Device | Good |  | 10 |  |  | WS/Facilities |  | aquagen_evcbseries | AQUAGEN-EVCBSERIES
2690 | Building Management System | FAN-329 | AHU122 FAN02 | Aquagen | EVCB SERIES | Standard | Serial | FAN | 10 | 1048 |  |  | Active | Yes | IN-BLR-ANANTA-FAN-329_10 | uuid://6e97681e-23a0-4813-8a8c-deac02d5a4de | {"asset":{"guid":"uuid://6e97681e-23a0-4813-8a8c-deac02d5a4de","site":"in-blr-ananta","name":"fan-329"}} | Airmech | [5 empty] | Modbus RTU |  |  | 182 | [20 empty] | HLI-229 | Proxied Device | Good |  | 10 |  |  | WS/Facilities |  | aquagen_evcbseries | AQUAGEN-EVCBSERIES
2690 | Building Management System | FAN-330 | AHU122 FAN03 | Aquagen | EVCB SERIES | Standard | Serial | FAN | 10 | 1048 |  |  | Active | Yes | IN-BLR-ANANTA-FAN-330_10 | uuid://8fee2f07-b557-4a71-8db0-0e9960bbed63 | {"asset":{"guid":"uuid://8fee2f07-b557-4a71-8db0-0e9960bbed63","site":"in-blr-ananta","name":"fan-330"}} | Airmech | [5 empty] | Modbus RTU |  |  | 183 | [20 empty] | HLI-229 | Proxied Device | Good |  | 10 |  |  | WS/Facilities |  | aquagen_evcbseries | AQUAGEN-EVCBSERIES
2690 | Building Management System | FAN-331 | AHU133 FAN01 | Aquagen | EVCB SERIES | Standard | Serial | FAN | 11 | 1148 |  |  | Active | Yes | IN-BLR-ANANTA-FAN-331_11 | uuid://07d08094-f7d2-4c6e-b97d-08c786a536f9 | {"asset":{"guid":"uuid://07d08094-f7d2-4c6e-b97d-08c786a536f9","site":"in-blr-ananta","name":"fan-331"}} | Airmech | [5 empty] | Modbus RTU |  |  | 202 | [20 empty] | HLI-229 | Proxied Device | Good |  | 10 |  |  | WS/Facilities |  | aquagen_evcbseries | AQUAGEN-EVCBSERIES
2690 | Building Management System | FAN-332 | AHU133 FAN02 | Aquagen | EVCB SERIES | Standard | Serial | FAN | 11 | 1148 |  |  | Active | Yes | IN-BLR-ANANTA-FAN-332_11 | uuid://09cdc64c-83b5-44db-bb55-81853bb53057 | {"asset":{"guid":"uuid://09cdc64c-83b5-44db-bb55-81853bb53057","site":"in-blr-ananta","name":"fan-332"}} | Airmech | [5 empty] | Modbus RTU |  |  | 203 | [20 empty] | HLI-229 | Proxied Device | Good |  | 10 |  |  | WS/Facilities |  | aquagen_evcbseries | AQUAGEN-EVCBSERIES
2690 | Building Management System | FAN-333 | AHU133 FAN03 | Aquagen | EVCB SERIES | Standard | Serial | FAN | 11 | 1148 |  |  | Active | Yes | IN-BLR-ANANTA-FAN-333_11 | uuid://f064b181-5048-445d-a867-b7f1197c4810 | {"asset":{"guid":"uuid://f064b181-5048-445d-a867-b7f1197c4810","site":"in-blr-ananta","name":"fan-333"}} | Airmech | [5 empty] | Modbus RTU |  |  | 204 | [20 empty] | HLI-229 | Proxied Device | Good |  | 10 |  |  | WS/Facilities |  | aquagen_evcbseries | AQUAGEN-EVCBSERIES
2690 | Building Management System | FAN-334 | AHU134 FAN01 | Aquagen | EVCB SERIES | Standard | Serial | FAN | 11 | 1148 |  |  | Active | Yes | IN-BLR-ANANTA-FAN-334_11 | uuid://fb6c141a-aff3-407f-9759-5d0c2e07b243 | {"asset":{"guid":"uuid://fb6c141a-aff3-407f-9759-5d0c2e07b243","site":"in-blr-ananta","name":"fan-334"}} | Airmech | [5 empty] | Modbus RTU |  |  | 205 | [20 empty] | HLI-229 | Proxied Device | Good |  | 10 |  |  | WS/Facilities |  | aquagen_evcbseries | AQUAGEN-EVCBSERIES
2690 | Building Management System | FAN-335 | AHU134 FAN02 | Aquagen | EVCB SERIES | Standard | Serial | FAN | 11 | 1148 |  |  | Active | Yes | IN-BLR-ANANTA-FAN-335_11 | uuid://920e8ce6-a7d9-49c8-a88a-65b6a5aa9880 | {"asset":{"guid":"uuid://920e8ce6-a7d9-49c8-a88a-65b6a5aa9880","site":"in-blr-ananta","name":"fan-335"}} | Airmech | [5 empty] | Modbus RTU |  |  | 206 | [20 empty] | HLI-229 | Proxied Device | Good |  | 10 |  |  | WS/Facilities |  | aquagen_evcbseries | AQUAGEN-EVCBSERIES
2690 | Building Management System | FAN-336 | AHU134 FAN03 | Aquagen | EVCB SERIES | Standard | Serial | FAN | 11 | 1148 |  |  | Active | Yes | IN-BLR-ANANTA-FAN-336_11 | uuid://45ebde05-7d1a-4bef-aec0-d3c70529cbc4 | {"asset":{"guid":"uuid://45ebde05-7d1a-4bef-aec0-d3c70529cbc4","site":"in-blr-ananta","name":"fan-336"}} | Airmech | [5 empty] | Modbus RTU |  |  | 207 | [20 empty] | HLI-229 | Proxied Device | Good |  | 10 |  |  | WS/Facilities |  | aquagen_evcbseries | AQUAGEN-EVCBSERIES
2690 | Building Management System | FAN-337 | AHU95 FAN01 | Aquagen | EVCB SERIES | Standard | Serial | FAN | 8 | 863 |  |  | Active | Yes | IN-BLR-ANANTA-FAN-337_8 | uuid://3f93b87d-71d9-40bc-be88-6f04ea5c919d | {"asset":{"guid":"uuid://3f93b87d-71d9-40bc-be88-6f04ea5c919d","site":"in-blr-ananta","name":"fan-337"}} | Airmech | [5 empty] | Modbus RTU |  |  | 138 | [20 empty] | HLI-230 | Proxied Device | Good |  | 10 |  |  | WS/Facilities |  | aquagen_evcbseries | AQUAGEN-EVCBSERIES
2690 | Building Management System | FAN-338 | AHU95 FAN02 | Aquagen | EVCB SERIES | Standard | Serial | FAN | 8 | 863 |  |  | Active | Yes | IN-BLR-ANANTA-FAN-338_8 | uuid://b0dad265-8ba7-4541-a1c8-b8d8448b04ed | {"asset":{"guid":"uuid://b0dad265-8ba7-4541-a1c8-b8d8448b04ed","site":"in-blr-ananta","name":"fan-338"}} | Airmech | [5 empty] | Modbus RTU |  |  | 139 | [20 empty] | HLI-230 | Proxied Device | Good |  | 10 |  |  | WS/Facilities |  | aquagen_evcbseries | AQUAGEN-EVCBSERIES
2689 | Building Management System | FAN-339 | AHU95 FAN03 | Neptronic | EVCB SERIES | Standard | Serial | FAN | 8 | 863 |  |  | Active | Yes | IN-BLR-ANANTA-FAN-339_8 | uuid://3a51a6b6-765c-4cf3-82cb-cd381d53acc4 | {"asset":{"guid":"uuid://3a51a6b6-765c-4cf3-82cb-cd381d53acc4","site":"in-blr-ananta","name":"fan-339"}} | Airmech | [5 empty] | Modbus RTU |  |  | 140 | [20 empty] | HLI-230 | Proxied Device | Good |  | 10 |  |  | WS/Facilities |  | neptronic_evcbseries | NEPTRONIC-EVCBSERIES
2691 | Building Management System | FAN-340 | AHU96 FAN01 | Neptronic | EVCB SERIES | Standard | Serial | FAN | 8 | 863 |  |  | Active | Yes | IN-BLR-ANANTA-FAN-340_8 | uuid://d5c80f85-abd0-4f4b-b808-5774b93b483d | {"asset":{"guid":"uuid://d5c80f85-abd0-4f4b-b808-5774b93b483d","site":"in-blr-ananta","name":"fan-340"}} | Airmech | [5 empty] | Modbus RTU |  |  | 141 | [20 empty] | HLI-230 | Proxied Device | Good |  | 10 |  |  | WS/Facilities |  | neptronic_evcbseries | NEPTRONIC-EVCBSERIES
2690 | Building Management System | FAN-341 | AHU96 FAN02 | Neptronic | EVCB SERIES | Standard | Serial | FAN | 8 | 863 |  |  | Active | Yes | IN-BLR-ANANTA-FAN-341_8 | uuid://961e212d-b5c2-47f6-a0db-7a2b64ea0310 | {"asset":{"guid":"uuid://961e212d-b5c2-47f6-a0db-7a2b64ea0310","site":"in-blr-ananta","name":"fan-341"}} | Airmech | [5 empty] | Modbus RTU |  |  | 142 | [20 empty] | HLI-230 | Proxied Device | Good |  | 10 |  |  | WS/Facilities |  | neptronic_evcbseries | NEPTRONIC-EVCBSERIES
2690 | Building Management System | FAN-342 | AHU96 FAN03 | Neptronic | EVCB SERIES | Standard | Serial | FAN | 8 | 863 |  |  | Active | Yes | IN-BLR-ANANTA-FAN-342_8 | uuid://c17c70b8-74b0-4351-94ae-837e839f8c39 | {"asset":{"guid":"uuid://c17c70b8-74b0-4351-94ae-837e839f8c39","site":"in-blr-ananta","name":"fan-342"}} | Airmech | [5 empty] | Modbus RTU |  |  | 143 | [20 empty] | HLI-230 | Proxied Device | Good |  | 10 |  |  | WS/Facilities |  | neptronic_evcbseries | NEPTRONIC-EVCBSERIES
2690 | Building Management System | FAN-343 | AHU107 FAN01 | Neptronic | EVCB SERIES | Standard | Serial | FAN | 9 | 963 |  |  | Active | Yes | IN-BLR-ANANTA-FAN-343_9 | uuid://2e857b73-8b49-48b2-9e78-f140b5ffe448 | {"asset":{"guid":"uuid://2e857b73-8b49-48b2-9e78-f140b5ffe448","site":"in-blr-ananta","name":"fan-343"}} | Airmech | [5 empty] | Modbus RTU |  |  | 156 | [20 empty] | HLI-230 | Proxied Device | Good |  | 10 |  |  | WS/Facilities |  | neptronic_evcbseries | NEPTRONIC-EVCBSERIES
2690 | Building Management System | FAN-344 | AHU107 FAN02 | Neptronic | EVCB SERIES | Standard | Serial | FAN | 9 | 963 |  |  | Active | Yes | IN-BLR-ANANTA-FAN-344_9 | uuid://9d0ac074-e93c-4d0f-aed2-ebed87692d28 | {"asset":{"guid":"uuid://9d0ac074-e93c-4d0f-aed2-ebed87692d28","site":"in-blr-ananta","name":"fan-344"}} | Airmech | [5 empty] | Modbus RTU |  |  | 157 | [20 empty] | HLI-230 | Proxied Device | Good |  | 10 |  |  | WS/Facilities |  | neptronic_evcbseries | NEPTRONIC-EVCBSERIES
2690 | Building Management System | FAN-345 | AHU107 FAN03 | Neptronic | EVCB SERIES | Standard | Serial | FAN | 9 | 963 |  |  | Active | Yes | IN-BLR-ANANTA-FAN-345_9 | uuid://de1934e9-7b11-4642-b0f2-5b8bce05300a | {"asset":{"guid":"uuid://de1934e9-7b11-4642-b0f2-5b8bce05300a","site":"in-blr-ananta","name":"fan-345"}} | Airmech | [5 empty] | Modbus RTU |  |  | 158 | [20 empty] | HLI-230 | Proxied Device | Good |  | 10 |  |  | WS/Facilities |  | neptronic_evcbseries | NEPTRONIC-EVCBSERIES
2690 | Building Management System | FAN-346 | AHU108 FAN01 | Neptronic | EVCB SERIES | Standard | Serial | FAN | 9 | 963 |  |  | Active | Yes | IN-BLR-ANANTA-FAN-346_9 | uuid://cd213695-eed1-4925-b4fb-0a5a412d3fcc | {"asset":{"guid":"uuid://cd213695-eed1-4925-b4fb-0a5a412d3fcc","site":"in-blr-ananta","name":"fan-346"}} | Airmech | [5 empty] | Modbus RTU |  |  | 159 | [20 empty] | HLI-230 | Proxied Device | Good |  | 10 |  |  | WS/Facilities |  | neptronic_evcbseries | NEPTRONIC-EVCBSERIES
2690 | Building Management System | FAN-347 | AHU108 FAN02 | Neptronic | EVCB SERIES | Standard | Serial | FAN | 9 | 963 |  |  | Active | Yes | IN-BLR-ANANTA-FAN-347_9 | uuid://3a9f85b6-ea9f-4142-9a40-4a4a9be80db8 | {"asset":{"guid":"uuid://3a9f85b6-ea9f-4142-9a40-4a4a9be80db8","site":"in-blr-ananta","name":"fan-347"}} | Airmech | [5 empty] | Modbus RTU |  |  | 160 | [20 empty] | HLI-230 | Proxied Device | Good |  | 10 |  |  | WS/Facilities |  | neptronic_evcbseries | NEPTRONIC-EVCBSERIES
2690 | Building Management System | FAN-348 | AHU108 FAN03 | Neptronic | EVCB SERIES | Standard | Serial | FAN | 9 | 963 |  |  | Active | Yes | IN-BLR-ANANTA-FAN-348_9 | uuid://f7c1f0a2-82de-438f-ae73-b15512f93152 | {"asset":{"guid":"uuid://f7c1f0a2-82de-438f-ae73-b15512f93152","site":"in-blr-ananta","name":"fan-348"}} | Airmech | [5 empty] | Modbus RTU |  |  | 161 | [20 empty] | HLI-230 | Proxied Device | Good |  | 10 |  |  | WS/Facilities |  | neptronic_evcbseries | NEPTRONIC-EVCBSERIES
2690 | Building Management System | FAN-349 | AHU119 FAN01 | Neptronic | EVCB SERIES | Standard | Serial | FAN | 10 | 10C4 |  |  | Active | Yes | IN-BLR-ANANTA-FAN-349_10 | uuid://83dc623e-02cd-4d62-bd21-835d6d2d4b35 | {"asset":{"guid":"uuid://83dc623e-02cd-4d62-bd21-835d6d2d4b35","site":"in-blr-ananta","name":"fan-349"}} | Airmech | [5 empty] | Modbus RTU |  |  | 174 | [20 empty] | HLI-230 | Proxied Device | Good |  | 10 |  |  | WS/Facilities |  | neptronic_evcbseries | NEPTRONIC-EVCBSERIES
2690 | Building Management System | FAN-350 | AHU119 FAN02 | Neptronic | EVCB SERIES | Standard | Serial | FAN | 10 | 10C4 |  |  | Active | Yes | IN-BLR-ANANTA-FAN-350_10 | uuid://e61c437d-1c70-4899-beea-a8c128b97b80 | {"asset":{"guid":"uuid://e61c437d-1c70-4899-beea-a8c128b97b80","site":"in-blr-ananta","name":"fan-350"}} | Airmech | [5 empty] | Modbus RTU |  |  | 175 | [20 empty] | HLI-230 | Proxied Device | Good |  | 10 |  |  | WS/Facilities |  | neptronic_evcbseries | NEPTRONIC-EVCBSERIES
2690 | Building Management System | FAN-351 | AHU119 FAN03 | Neptronic | EVCB SERIES | Standard | Serial | FAN | 10 | 10C4 |  |  | Active | Yes | IN-BLR-ANANTA-FAN-351_10 | uuid://d63b01a4-0417-481e-bbc6-aa5990621db3 | {"asset":{"guid":"uuid://d63b01a4-0417-481e-bbc6-aa5990621db3","site":"in-blr-ananta","name":"fan-351"}} | Airmech | [5 empty] | Modbus RTU |  |  | 176 | [20 empty] | HLI-230 | Proxied Device | Good |  | 10 |  |  | WS/Facilities |  | neptronic_evcbseries | NEPTRONIC-EVCBSERIES
2690 | Building Management System | FAN-352 | AHU120 FAN01 | Neptronic | EVCB SERIES | Standard | Serial | FAN | 10 | 10C4 |  |  | Active | Yes | IN-BLR-ANANTA-FAN-352_10 | uuid://0ff398db-f967-4e8a-b0e7-996502adda19 | {"asset":{"guid":"uuid://0ff398db-f967-4e8a-b0e7-996502adda19","site":"in-blr-ananta","name":"fan-352"}} | Airmech | [5 empty] | Modbus RTU |  |  | 177 | [20 empty] | HLI-230 | Proxied Device | Good |  | 10 |  |  | WS/Facilities |  | neptronic_evcbseries | NEPTRONIC-EVCBSERIES
2690 | Building Management System | FAN-353 | AHU120 FAN02 | Neptronic | EVCB SERIES | Standard | Serial | FAN | 10 | 10C4 |  |  | Active | Yes | IN-BLR-ANANTA-FAN-353_10 | uuid://ed32fe79-5688-41b7-94e0-4662c2905956 | {"asset":{"guid":"uuid://ed32fe79-5688-41b7-94e0-4662c2905956","site":"in-blr-ananta","name":"fan-353"}} | Airmech | [5 empty] | Modbus RTU |  |  | 178 | [20 empty] | HLI-230 | Proxied Device | Good |  | 10 |  |  | WS/Facilities |  | neptronic_evcbseries | NEPTRONIC-EVCBSERIES
2690 | Building Management System | FAN-354 | AHU120 FAN03 | Neptronic | EVCB SERIES | Standard | Serial | FAN | 10 | 10C4 |  |  | Active | Yes | IN-BLR-ANANTA-FAN-354_10 | uuid://73ad56fb-6603-4d76-8a8a-dae1ce0c8f3e | {"asset":{"guid":"uuid://73ad56fb-6603-4d76-8a8a-dae1ce0c8f3e","site":"in-blr-ananta","name":"fan-354"}} | Airmech | [5 empty] | Modbus RTU |  |  | 179 | [20 empty] | HLI-230 | Proxied Device | Good |  | 10 |  |  | WS/Facilities |  | neptronic_evcbseries | NEPTRONIC-EVCBSERIES
2690 | Building Management System | FAN-355 | AHU131 FAN01 | Neptronic | EVCB SERIES | Standard | Serial | FAN | 11 | 1163 |  |  | Active | Yes | IN-BLR-ANANTA-FAN-355_11 | uuid://255231eb-9bff-49f5-b888-f97beb620c7e | {"asset":{"guid":"uuid://255231eb-9bff-49f5-b888-f97beb620c7e","site":"in-blr-ananta","name":"fan-355"}} | Airmech | [5 empty] | Modbus RTU |  |  | 192 | [20 empty] | HLI-230 | Proxied Device | Good |  | 10 |  |  | WS/Facilities |  | neptronic_evcbseries | NEPTRONIC-EVCBSERIES
2690 | Building Management System | FAN-356 | AHU131 FAN02 | Neptronic | EVCB SERIES | Standard | Serial | FAN | 11 | 1163 |  |  | Active | Yes | IN-BLR-ANANTA-FAN-356_11 | uuid://eba177f2-6f8b-4ea4-ba4a-c9b617172f1b | {"asset":{"guid":"uuid://eba177f2-6f8b-4ea4-ba4a-c9b617172f1b","site":"in-blr-ananta","name":"fan-356"}} | Airmech | [5 empty] | Modbus RTU |  |  | 193 | [20 empty] | HLI-230 | Proxied Device | Good |  | 10 |  |  | WS/Facilities |  | neptronic_evcbseries | NEPTRONIC-EVCBSERIES
2690 | Building Management System | FAN-357 | AHU131 FAN03 | Neptronic | EVCB SERIES | Standard | Serial | FAN | 11 | 1163 |  |  | Active | Yes | IN-BLR-ANANTA-FAN-357_11 | uuid://1b6c6869-2ba1-49bc-b9be-26a4740668f5 | {"asset":{"guid":"uuid://1b6c6869-2ba1-49bc-b9be-26a4740668f5","site":"in-blr-ananta","name":"fan-357"}} | Airmech | [5 empty] | Modbus RTU |  |  | 194 | [20 empty] | HLI-230 | Proxied Device | Good |  | 10 |  |  | WS/Facilities |  | neptronic_evcbseries | NEPTRONIC-EVCBSERIES
2690 | Building Management System | FAN-358 | AHU132 FAN01 | Neptronic | EVCB SERIES | Standard | Serial | FAN | 11 | 1163 |  |  | Active | Yes | IN-BLR-ANANTA-FAN-358_11 | uuid://db281ff0-cb50-4804-aa6c-89ac4a16afc5 | {"asset":{"guid":"uuid://db281ff0-cb50-4804-aa6c-89ac4a16afc5","site":"in-blr-ananta","name":"fan-358"}} | Airmech | [5 empty] | Modbus RTU |  |  | 195 | [20 empty] | HLI-230 | Proxied Device | Good |  | 10 |  |  | WS/Facilities |  | neptronic_evcbseries | NEPTRONIC-EVCBSERIES
2690 | Building Management System | FAN-359 | AHU132 FAN02 | Neptronic | EVCB SERIES | Standard | Serial | FAN | 11 | 1163 |  |  | Active | Yes | IN-BLR-ANANTA-FAN-359_11 | uuid://f9e7470d-6bda-4317-9cc6-ce07fcf1e945 | {"asset":{"guid":"uuid://f9e7470d-6bda-4317-9cc6-ce07fcf1e945","site":"in-blr-ananta","name":"fan-359"}} | Airmech | [5 empty] | Modbus RTU |  |  | 196 | [20 empty] | HLI-230 | Proxied Device | Good |  | 10 |  |  | WS/Facilities |  | neptronic_evcbseries | NEPTRONIC-EVCBSERIES
2690 | Building Management System | FAN-360 | AHU132 FAN03 | Neptronic | EVCB SERIES | Standard | Serial | FAN | 11 | 1163 |  |  | Active | Yes | IN-BLR-ANANTA-FAN-360_11 | uuid://aa14fd5d-77f2-4aeb-8f48-4e920924022f | {"asset":{"guid":"uuid://aa14fd5d-77f2-4aeb-8f48-4e920924022f","site":"in-blr-ananta","name":"fan-360"}} | Airmech | [5 empty] | Modbus RTU |  |  | 197 | [20 empty] | HLI-230 | Proxied Device | Good |  | 10 |  |  | WS/Facilities |  | neptronic_evcbseries | NEPTRONIC-EVCBSERIES
2690 | Building Management System | FAN-361 | AHU103 FAN01 | Nicotra | DDMP | Standard | Serial | FAN | 8 | 833 |  |  | Active | Yes | IN-BLR-ANANTA-FAN-361_8 | uuid://5f21fcb5-1188-40a2-8e83-65806c5315cb | {"asset":{"guid":"uuid://5f21fcb5-1188-40a2-8e83-65806c5315cb","site":"in-blr-ananta","name":"fan-361"}} | Airmech | [5 empty] | Modbus RTU |  |  | 126 | [20 empty] | HLI-231 | Proxied Device | Good |  | 10 |  |  | WS/Facilities |  | nicotra_ddmp | NICOTRA-DDMP
2690 | Building Management System | FAN-362 | AHU103 FAN02 | Nicotra | DDMP | Standard | Serial | FAN | 8 | 833 |  |  | Active | Yes | IN-BLR-ANANTA-FAN-362_8 | uuid://65f480b4-329b-466e-b534-60f1a3a13b47 | {"asset":{"guid":"uuid://65f480b4-329b-466e-b534-60f1a3a13b47","site":"in-blr-ananta","name":"fan-362"}} | Airmech | [5 empty] | Modbus RTU |  |  | 127 | [20 empty] | HLI-231 | Proxied Device | Good |  | 10 |  |  | WS/Facilities |  | nicotra_ddmp | NICOTRA-DDMP
2689 | Building Management System | FAN-363 | AHU103 FAN03 | Nicotra | DDMP | Standard | Serial | FAN | 8 | 833 |  |  | Active | Yes | IN-BLR-ANANTA-FAN-363_8 | uuid://5a1daaa4-a759-4d23-ba1a-a9dbe0945085 | {"asset":{"guid":"uuid://5a1daaa4-a759-4d23-ba1a-a9dbe0945085","site":"in-blr-ananta","name":"fan-363"}} | Airmech | [5 empty] | Modbus RTU |  |  | 128 | [20 empty] | HLI-231 | Proxied Device | Good |  | 10 |  |  | WS/Facilities |  | nicotra_ddmp | NICOTRA-DDMP
2691 | Building Management System | FAN-364 | AHU104 FAN01 | Nicotra | DDMP | Standard | Serial | FAN | 8 | 833 |  |  | Active | Yes | IN-BLR-ANANTA-FAN-364_8 | uuid://c7963880-48a4-4e1e-a549-20416fcb455e | {"asset":{"guid":"uuid://c7963880-48a4-4e1e-a549-20416fcb455e","site":"in-blr-ananta","name":"fan-364"}} | Airmech | [5 empty] | Modbus RTU |  |  | 129 | [20 empty] | HLI-231 | Proxied Device | Good |  | 10 |  |  | WS/Facilities |  | nicotra_ddmp | NICOTRA-DDMP
2690 | Building Management System | FAN-365 | AHU104 FAN02 | Nicotra | DDMP | Standard | Serial | FAN | 8 | 833 |  |  | Active | Yes | IN-BLR-ANANTA-FAN-365_8 | uuid://c4ec0f0a-4071-45d7-a8c4-59eba5491ddd | {"asset":{"guid":"uuid://c4ec0f0a-4071-45d7-a8c4-59eba5491ddd","site":"in-blr-ananta","name":"fan-365"}} | Airmech | [5 empty] | Modbus RTU |  |  | 130 | [20 empty] | HLI-231 | Proxied Device | Good |  | 10 |  |  | WS/Facilities |  | nicotra_ddmp | NICOTRA-DDMP
2691 | Building Management System | FAN-366 | AHU104 FAN03 | Nicotra | DDMP | Standard | Serial | FAN | 8 | 833 |  |  | Active | Yes | IN-BLR-ANANTA-FAN-366_8 | uuid://c2a0bc18-8181-4482-9206-30e0d45c5f1c | {"asset":{"guid":"uuid://c2a0bc18-8181-4482-9206-30e0d45c5f1c","site":"in-blr-ananta","name":"fan-366"}} | Airmech | [5 empty] | Modbus RTU |  |  | 131 | [20 empty] | HLI-231 | Proxied Device | Good |  | 10 |  |  | WS/Facilities |  | nicotra_ddmp | NICOTRA-DDMP
2690 | Building Management System | FAN-367 | AHU115 FAN01 | Nicotra | DDMP | Standard | Serial | FAN | 9 | 933 |  |  | Active | Yes | IN-BLR-ANANTA-FAN-367_9 | uuid://f2300c76-13ae-4984-9955-9681ee00eb0e | {"asset":{"guid":"uuid://f2300c76-13ae-4984-9955-9681ee00eb0e","site":"in-blr-ananta","name":"fan-367"}} | Airmech | [5 empty] | Modbus RTU |  |  | 144 | [20 empty] | HLI-231 | Proxied Device | Good |  | 10 |  |  | WS/Facilities |  | nicotra_ddmp | NICOTRA-DDMP
2690 | Building Management System | FAN-368 | AHU115 FAN02 | DAIKIN | FXZQ32BVM6 | Standard | Serial | FAN | 9 | 933 |  |  | Active | Yes | IN-BLR-ANANTA-FAN-368_9 | uuid://9163355a-5e8f-4ee3-86fb-026e6a963e7f | {"asset":{"guid":"uuid://9163355a-5e8f-4ee3-86fb-026e6a963e7f","site":"in-blr-ananta","name":"fan-368"}} | Airmech | [5 empty] | Modbus RTU |  |  | 145 | [20 empty] | HLI-231 | Proxied Device | Good |  | 10 |  |  | WS/Facilities |  | daikin_fxzq32bvm6 | DAIKIN-FXZQ32BVM6
2690 | Building Management System | FAN-369 | AHU115 FAN03 | DAIKIN | FXZQ32BVM6 | Standard | Serial | FAN | 9 | 933 |  |  | Active | Yes | IN-BLR-ANANTA-FAN-369_9 | uuid://ca99b0de-76e1-49fe-b9aa-153943b16362 | {"asset":{"guid":"uuid://ca99b0de-76e1-49fe-b9aa-153943b16362","site":"in-blr-ananta","name":"fan-369"}} | Airmech | [5 empty] | Modbus RTU |  |  | 146 | [20 empty] | HLI-231 | Proxied Device | Good |  | 10 |  |  | WS/Facilities |  | daikin_fxzq32bvm6 | DAIKIN-FXZQ32BVM6
2690 | Building Management System | FAN-370 | AHU116 FAN01 | DAIKIN | FXZQ32BVM6 | Standard | Serial | FAN | 9 | 933 |  |  | Active | Yes | IN-BLR-ANANTA-FAN-370_9 | uuid://fae426f6-7dcd-4615-8ee8-9807a962dd9d | {"asset":{"guid":"uuid://fae426f6-7dcd-4615-8ee8-9807a962dd9d","site":"in-blr-ananta","name":"fan-370"}} | Airmech | [5 empty] | Modbus RTU |  |  | 147 | [20 empty] | HLI-231 | Proxied Device | Good |  | 10 |  |  | WS/Facilities |  | daikin_fxzq32bvm6 | DAIKIN-FXZQ32BVM6
2689 | Building Management System | FAN-371 | AHU116 FAN02 | DAIKIN | FXZQ32BVM6 | Standard | Serial | FAN | 9 | 933 |  |  | Active | Yes | IN-BLR-ANANTA-FAN-371_9 | uuid://75c629c1-610d-4506-a1ba-7ae7c67567d0 | {"asset":{"guid":"uuid://75c629c1-610d-4506-a1ba-7ae7c67567d0","site":"in-blr-ananta","name":"fan-371"}} | Airmech | [5 empty] | Modbus RTU |  |  | 148 | [20 empty] | HLI-231 | Proxied Device | Good |  | 10 |  |  | WS/Facilities |  | daikin_fxzq32bvm6 | DAIKIN-FXZQ32BVM6
2691 | Building Management System | FAN-372 | AHU116 FAN03 | DAIKIN | FXZQ32BVM6 | Standard | Serial | FAN | 9 | 933 |  |  | Active | Yes | IN-BLR-ANANTA-FAN-372_9 | uuid://894c1aa8-6b2f-41ae-8b97-468124e0111d | {"asset":{"guid":"uuid://894c1aa8-6b2f-41ae-8b97-468124e0111d","site":"in-blr-ananta","name":"fan-372"}} | Airmech | [5 empty] | Modbus RTU |  |  | 149 | [20 empty] | HLI-231 | Proxied Device | Good |  | 10 |  |  | WS/Facilities |  | daikin_fxzq32bvm6 | DAIKIN-FXZQ32BVM6
2690 | Building Management System | FAN-373 | AHU127 FAN01 | DAIKIN | FXZQ32BVM6 | Standard | Serial | FAN | 10 | 1033 |  |  | Active | Yes | IN-BLR-ANANTA-FAN-373_10 | uuid://09fb9f68-48d8-43fc-bdf7-5ddfcc9f1a3e | {"asset":{"guid":"uuid://09fb9f68-48d8-43fc-bdf7-5ddfcc9f1a3e","site":"in-blr-ananta","name":"fan-373"}} | Airmech | [5 empty] | Modbus RTU |  |  | 162 | [20 empty] | HLI-231 | Proxied Device | Good |  | 10 |  |  | WS/Facilities |  | daikin_fxzq32bvm6 | DAIKIN-FXZQ32BVM6
2691 | Building Management System | FAN-374 | AHU127 FAN02 | DAIKIN | FXZQ32BVM6 | Standard | Serial | FAN | 10 | 1033 |  |  | Active | Yes | IN-BLR-ANANTA-FAN-374_10 | uuid://6139612b-9f61-4d47-b42f-a5c99813ec39 | {"asset":{"guid":"uuid://6139612b-9f61-4d47-b42f-a5c99813ec39","site":"in-blr-ananta","name":"fan-374"}} | Airmech | [5 empty] | Modbus RTU |  |  | 163 | [20 empty] | HLI-231 | Proxied Device | Good |  | 10 |  |  | WS/Facilities |  | daikin_fxzq32bvm6 | DAIKIN-FXZQ32BVM6
2690 | Building Management System | FAN-375 | AHU127 FAN03 | DAIKIN | FXZQ32BVM6 | Standard | Serial | FAN | 10 | 1033 |  |  | Active | Yes | IN-BLR-ANANTA-FAN-375_10 | uuid://a31cdbfb-0bf9-4b14-8b13-5c43e3063d91 | {"asset":{"guid":"uuid://a31cdbfb-0bf9-4b14-8b13-5c43e3063d91","site":"in-blr-ananta","name":"fan-375"}} | Airmech | [5 empty] | Modbus RTU |  |  | 164 | [20 empty] | HLI-231 | Proxied Device | Good |  | 10 |  |  | WS/Facilities |  | daikin_fxzq32bvm6 | DAIKIN-FXZQ32BVM6
2691 | Building Management System | FAN-376 | AHU128 FAN01 | DAIKIN | FXZQ32BVM6 | Standard | Serial | FAN | 10 | 1033 |  |  | Active | Yes | IN-BLR-ANANTA-FAN-376_10 | uuid://b7064509-016c-42ed-bd5c-28b56072bd86 | {"asset":{"guid":"uuid://b7064509-016c-42ed-bd5c-28b56072bd86","site":"in-blr-ananta","name":"fan-376"}} | Airmech | [5 empty] | Modbus RTU |  |  | 165 | [20 empty] | HLI-231 | Proxied Device | Good |  | 10 |  |  | WS/Facilities |  | daikin_fxzq32bvm6 | DAIKIN-FXZQ32BVM6
2690 | Building Management System | FAN-377 | AHU128 FAN02 | DAIKIN | FXZQ32BVM6 | Standard | Serial | FAN | 10 | 1033 |  |  | Active | Yes | IN-BLR-ANANTA-FAN-377_10 | uuid://3e341e00-62d5-414a-a253-adecb5e33c54 | {"asset":{"guid":"uuid://3e341e00-62d5-414a-a253-adecb5e33c54","site":"in-blr-ananta","name":"fan-377"}} | Airmech | [5 empty] | Modbus RTU |  |  | 166 | [20 empty] | HLI-231 | Proxied Device | Good |  | 10 |  |  | WS/Facilities |  | daikin_fxzq32bvm6 | DAIKIN-FXZQ32BVM6
2691 | Building Management System | FAN-378 | AHU128 FAN03 | DAIKIN | FXZQ32BVM6 | Standard | Serial | FAN | 10 | 1033 |  |  | Active | Yes | IN-BLR-ANANTA-FAN-378_10 | uuid://c25c9578-a594-4566-82cb-52dbf7b2eb67 | {"asset":{"guid":"uuid://c25c9578-a594-4566-82cb-52dbf7b2eb67","site":"in-blr-ananta","name":"fan-378"}} | Airmech | [5 empty] | Modbus RTU |  |  | 167 | [20 empty] | HLI-231 | Proxied Device | Good |  | 10 |  |  | WS/Facilities |  | daikin_fxzq32bvm6 | DAIKIN-FXZQ32BVM6
2690 | Building Management System | FAN-379 | AHU139 FAN01 | DAIKIN | FXZQ32BVM6 | Standard | Serial | FAN | 11 | 1134 |  |  | Active | Yes | IN-BLR-ANANTA-FAN-379_11 | uuid://d87a33e6-5f30-49d2-9e6f-b7dbbbd8b515 | {"asset":{"guid":"uuid://d87a33e6-5f30-49d2-9e6f-b7dbbbd8b515","site":"in-blr-ananta","name":"fan-379"}} | Airmech | [5 empty] | Modbus RTU |  |  | 180 | [20 empty] | HLI-231 | Proxied Device | Good |  | 10 |  |  | WS/Facilities |  | daikin_fxzq32bvm6 | DAIKIN-FXZQ32BVM6
2690 | Building Management System | FAN-380 | AHU139 FAN02 | DAIKIN | FXZQ32BVM6 | Standard | Serial | FAN | 11 | 1134 |  |  | Active | Yes | IN-BLR-ANANTA-FAN-380_11 | uuid://f16894da-c444-419e-8859-75de83ea27a8 | {"asset":{"guid":"uuid://f16894da-c444-419e-8859-75de83ea27a8","site":"in-blr-ananta","name":"fan-380"}} | Airmech | [5 empty] | Modbus RTU |  |  | 181 | [20 empty] | HLI-231 | Proxied Device | Good |  | 10 |  |  | WS/Facilities |  | daikin_fxzq32bvm6 | DAIKIN-FXZQ32BVM6
2690 | Building Management System | FAN-381 | AHU139 FAN03 | Aquagen | EVCB SERIES | Standard | Serial | FAN | 11 | 1134 |  |  | Active | Yes | IN-BLR-ANANTA-FAN-381_11 | uuid://b1b107af-ede4-40d7-a2a8-e89c6cefb85e | {"asset":{"guid":"uuid://b1b107af-ede4-40d7-a2a8-e89c6cefb85e","site":"in-blr-ananta","name":"fan-381"}} | Airmech | [5 empty] | Modbus RTU |  |  | 182 | [20 empty] | HLI-231 | Proxied Device | Good |  | 10 |  |  | WS/Facilities |  | aquagen_evcbseries | AQUAGEN-EVCBSERIES
2690 | Building Management System | FAN-382 | AHU140 FAN01 | Aquagen | EVCB SERIES | Standard | Serial | FAN | 11 | 1134 |  |  | Active | Yes | IN-BLR-ANANTA-FAN-382_11 | uuid://fa83c43b-8f7a-417b-b420-046d9ff8318e | {"asset":{"guid":"uuid://fa83c43b-8f7a-417b-b420-046d9ff8318e","site":"in-blr-ananta","name":"fan-382"}} | Airmech | [5 empty] | Modbus RTU |  |  | 183 | [20 empty] | HLI-231 | Proxied Device | Good |  | 10 |  |  | WS/Facilities |  | aquagen_evcbseries | AQUAGEN-EVCBSERIES
2689 | Building Management System | FAN-383 | AHU140 FAN02 | Neptronic | EVCB SERIES | Standard | Serial | FAN | 11 | 1134 |  |  | Active | Yes | IN-BLR-ANANTA-FAN-383_11 | uuid://e3e612e0-7e85-4511-8618-7803809e2860 | {"asset":{"guid":"uuid://e3e612e0-7e85-4511-8618-7803809e2860","site":"in-blr-ananta","name":"fan-383"}} | Airmech | [5 empty] | Modbus RTU |  |  | 184 | [20 empty] | HLI-231 | Proxied Device | Good |  | 10 |  |  | WS/Facilities |  | neptronic_evcbseries | NEPTRONIC-EVCBSERIES
2691 | Building Management System | FAN-384 | AHU140 FAN03 | Neptronic | EVCB SERIES | Standard | Serial | FAN | 11 | 1134 |  |  | Active | Yes | IN-BLR-ANANTA-FAN-384_11 | uuid://fabb3899-f5d6-4e1a-90c1-cc4be8423848 | {"asset":{"guid":"uuid://fabb3899-f5d6-4e1a-90c1-cc4be8423848","site":"in-blr-ananta","name":"fan-384"}} | Airmech | [5 empty] | Modbus RTU |  |  | 185 | [20 empty] | HLI-231 | Proxied Device | Good |  | 10 |  |  | WS/Facilities |  | neptronic_evcbseries | NEPTRONIC-EVCBSERIES
2690 | Building Management System | FAN-385 | AHU93 FAN01 | Neptronic | EVCB SERIES | Standard | Serial | FAN | 8 | 875 |  |  | Active | Yes | IN-BLR-ANANTA-FAN-385_8 | uuid://1a0e8429-d096-4f87-82c7-46a8a61cb568 | {"asset":{"guid":"uuid://1a0e8429-d096-4f87-82c7-46a8a61cb568","site":"in-blr-ananta","name":"fan-385"}} | Airmech | [5 empty] | Modbus RTU |  |  | 148 | [20 empty] | HLI-232 | Proxied Device | Good |  | 10 |  |  | WS/Facilities |  | neptronic_evcbseries | NEPTRONIC-EVCBSERIES
2690 | Building Management System | FAN-386 | AHU93 FAN02 | Neptronic | EVCB SERIES | Standard | Serial | FAN | 8 | 875 |  |  | Active | Yes | IN-BLR-ANANTA-FAN-386_8 | uuid://b284c95e-2516-45c9-9423-a35b91e9a74d | {"asset":{"guid":"uuid://b284c95e-2516-45c9-9423-a35b91e9a74d","site":"in-blr-ananta","name":"fan-386"}} | Airmech | [5 empty] | Modbus RTU |  |  | 149 | [20 empty] | HLI-232 | Proxied Device | Good |  | 10 |  |  | WS/Facilities |  | neptronic_evcbseries | NEPTRONIC-EVCBSERIES
2690 | Building Management System | FAN-387 | AHU93 FAN03 | Neptronic | EVCB SERIES | Standard | Serial | FAN | 8 | 875 |  |  | Active | Yes | IN-BLR-ANANTA-FAN-387_8 | uuid://5c6a48bf-438c-45cf-8dd2-4e60dc0362e9 | {"asset":{"guid":"uuid://5c6a48bf-438c-45cf-8dd2-4e60dc0362e9","site":"in-blr-ananta","name":"fan-387"}} | Airmech | [5 empty] | Modbus RTU |  |  | 150 | [20 empty] | HLI-232 | Proxied Device | Good |  | 10 |  |  | WS/Facilities |  | neptronic_evcbseries | NEPTRONIC-EVCBSERIES
2690 | Building Management System | FAN-388 | AHU94 FAN01 | Neptronic | EVCB SERIES | Standard | Serial | FAN | 8 | 875 |  |  | Active | Yes | IN-BLR-ANANTA-FAN-388_8 | uuid://e770d2b2-a038-4d31-846d-0be2b387d47b | {"asset":{"guid":"uuid://e770d2b2-a038-4d31-846d-0be2b387d47b","site":"in-blr-ananta","name":"fan-388"}} | Airmech | [5 empty] | Modbus RTU |  |  | 151 | [20 empty] | HLI-232 | Proxied Device | Good |  | 10 |  |  | WS/Facilities |  | neptronic_evcbseries | NEPTRONIC-EVCBSERIES
2690 | Building Management System | FAN-389 | AHU94 FAN02 | Neptronic | EVCB SERIES | Standard | Serial | FAN | 8 | 875 |  |  | Active | Yes | IN-BLR-ANANTA-FAN-389_8 | uuid://cf93fc2b-69dc-43b2-9d64-70149d8e0aa3 | {"asset":{"guid":"uuid://cf93fc2b-69dc-43b2-9d64-70149d8e0aa3","site":"in-blr-ananta","name":"fan-389"}} | Airmech | [5 empty] | Modbus RTU |  |  | 152 | [20 empty] | HLI-232 | Proxied Device | Good |  | 10 |  |  | WS/Facilities |  | neptronic_evcbseries | NEPTRONIC-EVCBSERIES
2690 | Building Management System | FAN-390 | AHU94 FAN03 | Neptronic | EVCB SERIES | Standard | Serial | FAN | 8 | 875 |  |  | Active | Yes | IN-BLR-ANANTA-FAN-390_8 | uuid://0dd54f91-831b-43a8-8fda-4efd83822c6b | {"asset":{"guid":"uuid://0dd54f91-831b-43a8-8fda-4efd83822c6b","site":"in-blr-ananta","name":"fan-390"}} | Airmech | [5 empty] | Modbus RTU |  |  | 153 | [20 empty] | HLI-232 | Proxied Device | Good |  | 10 |  |  | WS/Facilities |  | neptronic_evcbseries | NEPTRONIC-EVCBSERIES
2690 | Building Management System | FAN-391 | AHU105 FAN01 | Neptronic | EVCB SERIES | Standard | Serial | FAN | 9 | 975 |  |  | Active | Yes | IN-BLR-ANANTA-FAN-391_9 | uuid://903b5d5a-fc60-4e4a-8d06-502d9a22b00f | {"asset":{"guid":"uuid://903b5d5a-fc60-4e4a-8d06-502d9a22b00f","site":"in-blr-ananta","name":"fan-391"}} | Airmech | [5 empty] | Modbus RTU |  |  | 154 | [20 empty] | HLI-232 | Proxied Device | Good |  | 10 |  |  | WS/Facilities |  | neptronic_evcbseries | NEPTRONIC-EVCBSERIES
2690 | Building Management System | FAN-392 | AHU105 FAN02 | Neptronic | EVCB SERIES | Standard | Serial | FAN | 9 | 975 |  |  | Active | Yes | IN-BLR-ANANTA-FAN-392_9 | uuid://43dc5318-a86f-4397-a0a4-b49731a66710 | {"asset":{"guid":"uuid://43dc5318-a86f-4397-a0a4-b49731a66710","site":"in-blr-ananta","name":"fan-392"}} | Airmech | [5 empty] | Modbus RTU |  |  | 155 | [20 empty] | HLI-232 | Proxied Device | Good |  | 10 |  |  | WS/Facilities |  | neptronic_evcbseries | NEPTRONIC-EVCBSERIES
2690 | Building Management System | FAN-393 | AHU105 FAN03 | Neptronic | EVCB SERIES | Standard | Serial | FAN | 9 | 975 |  |  | Active | Yes | IN-BLR-ANANTA-FAN-393_9 | uuid://9eee83d4-4fe6-45df-8334-1668f3cd8744 | {"asset":{"guid":"uuid://9eee83d4-4fe6-45df-8334-1668f3cd8744","site":"in-blr-ananta","name":"fan-393"}} | Airmech | [5 empty] | Modbus RTU |  |  | 156 | [20 empty] | HLI-232 | Proxied Device | Good |  | 10 |  |  | WS/Facilities |  | neptronic_evcbseries | NEPTRONIC-EVCBSERIES
2690 | Building Management System | FAN-394 | AHU106 FAN01 | Neptronic | EVCB SERIES | Standard | Serial | FAN | 9 | 975 |  |  | Active | Yes | IN-BLR-ANANTA-FAN-394_9 | uuid://a6d5f883-51ff-4e95-aa11-40af52f8936d | {"asset":{"guid":"uuid://a6d5f883-51ff-4e95-aa11-40af52f8936d","site":"in-blr-ananta","name":"fan-394"}} | Airmech | [5 empty] | Modbus RTU |  |  | 157 | [20 empty] | HLI-232 | Proxied Device | Good |  | 10 |  |  | WS/Facilities |  | neptronic_evcbseries | NEPTRONIC-EVCBSERIES
2690 | Building Management System | FAN-395 | AHU106 FAN02 | Neptronic | EVCB SERIES | Standard | Serial | FAN | 9 | 975 |  |  | Active | Yes | IN-BLR-ANANTA-FAN-395_9 | uuid://66519dca-253f-4fea-89c5-e93ba943a42b | {"asset":{"guid":"uuid://66519dca-253f-4fea-89c5-e93ba943a42b","site":"in-blr-ananta","name":"fan-395"}} | Airmech | [5 empty] | Modbus RTU |  |  | 158 | [20 empty] | HLI-232 | Proxied Device | Good |  | 10 |  |  | WS/Facilities |  | neptronic_evcbseries | NEPTRONIC-EVCBSERIES
2690 | Building Management System | FAN-396 | AHU106 FAN03 | Neptronic | EVCB SERIES | Standard | Serial | FAN | 9 | 975 |  |  | Active | Yes | IN-BLR-ANANTA-FAN-396_9 | uuid://be46dd60-0e60-44b9-af20-c272704282d2 | {"asset":{"guid":"uuid://be46dd60-0e60-44b9-af20-c272704282d2","site":"in-blr-ananta","name":"fan-396"}} | Airmech | [5 empty] | Modbus RTU |  |  | 159 | [20 empty] | HLI-232 | Proxied Device | Good |  | 10 |  |  | WS/Facilities |  | neptronic_evcbseries | NEPTRONIC-EVCBSERIES
2690 | Building Management System | FAN-397 | AHU117 FAN01 | Neptronic | EVCB SERIES | Standard | Serial | FAN | 10 | 1075 |  |  | Active | Yes | IN-BLR-ANANTA-FAN-397_10 | uuid://af89e986-4ada-45f9-b1b7-663be1630420 | {"asset":{"guid":"uuid://af89e986-4ada-45f9-b1b7-663be1630420","site":"in-blr-ananta","name":"fan-397"}} | Airmech | [5 empty] | Modbus RTU |  |  | 184 | [20 empty] | HLI-232 | Proxied Device | Good |  | 10 |  |  | WS/Facilities |  | neptronic_evcbseries | NEPTRONIC-EVCBSERIES
2690 | Building Management System | FAN-398 | AHU117 FAN02 | Neptronic | EVCB SERIES | Standard | Serial | FAN | 10 | 1075 |  |  | Active | Yes | IN-BLR-ANANTA-FAN-398_10 | uuid://ae52f52d-db4e-4fd3-a1a0-20d789c08432 | {"asset":{"guid":"uuid://ae52f52d-db4e-4fd3-a1a0-20d789c08432","site":"in-blr-ananta","name":"fan-398"}} | Airmech | [5 empty] | Modbus RTU |  |  | 185 | [20 empty] | HLI-232 | Proxied Device | Good |  | 10 |  |  | WS/Facilities |  | neptronic_evcbseries | NEPTRONIC-EVCBSERIES
2690 | Building Management System | FAN-399 | AHU117 FAN03 | Neptronic | EVCB SERIES | Standard | Serial | FAN | 10 | 1075 |  |  | Active | Yes | IN-BLR-ANANTA-FAN-399_10 | uuid://85dc5c0a-cdf1-45c3-8a10-1434a7a12b66 | {"asset":{"guid":"uuid://85dc5c0a-cdf1-45c3-8a10-1434a7a12b66","site":"in-blr-ananta","name":"fan-399"}} | Airmech | [5 empty] | Modbus RTU |  |  | 186 | [20 empty] | HLI-232 | Proxied Device | Good |  | 10 |  |  | WS/Facilities |  | neptronic_evcbseries | NEPTRONIC-EVCBSERIES
2690 | Building Management System | FAN-400 | AHU118 FAN01 | Neptronic | EVCB SERIES | Standard | Serial | FAN | 10 | 1075 |  |  | Active | Yes | IN-BLR-ANANTA-FAN-400_10 | uuid://f024fefd-4657-491f-ba6c-df002a8e6060 | {"asset":{"guid":"uuid://f024fefd-4657-491f-ba6c-df002a8e6060","site":"in-blr-ananta","name":"fan-400"}} | Airmech | [5 empty] | Modbus RTU |  |  | 187 | [20 empty] | HLI-232 | Proxied Device | Good |  | 10 |  |  | WS/Facilities |  | neptronic_evcbseries | NEPTRONIC-EVCBSERIES
2690 | Building Management System | FAN-401 | AHU118 FAN02 | Neptronic | EVCB SERIES | Standard | Serial | FAN | 10 | 1075 |  |  | Active | Yes | IN-BLR-ANANTA-FAN-401_10 | uuid://30b148bd-4f4a-40a2-942d-198efbdd54fd | {"asset":{"guid":"uuid://30b148bd-4f4a-40a2-942d-198efbdd54fd","site":"in-blr-ananta","name":"fan-401"}} | Airmech | [5 empty] | Modbus RTU |  |  | 188 | [20 empty] | HLI-232 | Proxied Device | Good |  | 10 |  |  | WS/Facilities |  | neptronic_evcbseries | NEPTRONIC-EVCBSERIES
2690 | Building Management System | FAN-402 | AHU118 FAN03 | Neptronic | EVCB SERIES | Standard | Serial | FAN | 10 | 1075 |  |  | Active | Yes | IN-BLR-ANANTA-FAN-402_10 | uuid://2bfdd52d-0cc6-4f92-8372-b54c6071adb6 | {"asset":{"guid":"uuid://2bfdd52d-0cc6-4f92-8372-b54c6071adb6","site":"in-blr-ananta","name":"fan-402"}} | Airmech | [5 empty] | Modbus RTU |  |  | 189 | [20 empty] | HLI-232 | Proxied Device | Good |  | 10 |  |  | WS/Facilities |  | neptronic_evcbseries | NEPTRONIC-EVCBSERIES
2690 | Building Management System | FAN-403 | AHU129 FAN01 | Neptronic | EVCB SERIES | Standard | Serial | FAN | 11 | 1175 |  |  | Active | Yes | IN-BLR-ANANTA-FAN-403_11 | uuid://d4afb4d5-2ff4-46f4-b797-a1750d47e049 | {"asset":{"guid":"uuid://d4afb4d5-2ff4-46f4-b797-a1750d47e049","site":"in-blr-ananta","name":"fan-403"}} | Airmech | [5 empty] | Modbus RTU |  |  | 190 | [20 empty] | HLI-232 | Proxied Device | Good |  | 10 |  |  | WS/Facilities |  | neptronic_evcbseries | NEPTRONIC-EVCBSERIES
2690 | Building Management System | FAN-404 | AHU129 FAN02 | Neptronic | EVCB SERIES | Standard | Serial | FAN | 11 | 1175 |  |  | Active | Yes | IN-BLR-ANANTA-FAN-404_11 | uuid://2971e60d-709b-4328-a01e-48079250072e | {"asset":{"guid":"uuid://2971e60d-709b-4328-a01e-48079250072e","site":"in-blr-ananta","name":"fan-404"}} | Airmech | [5 empty] | Modbus RTU |  |  | 191 | [20 empty] | HLI-232 | Proxied Device | Good |  | 10 |  |  | WS/Facilities |  | neptronic_evcbseries | NEPTRONIC-EVCBSERIES
2690 | Building Management System | FAN-405 | AHU129 FAN03 | Nicotra | DDMP | Standard | Serial | FAN | 11 | 1175 |  |  | Active | Yes | IN-BLR-ANANTA-FAN-405_11 | uuid://44c2bcb7-cda5-4305-baa4-d816fb7bc434 | {"asset":{"guid":"uuid://44c2bcb7-cda5-4305-baa4-d816fb7bc434","site":"in-blr-ananta","name":"fan-405"}} | Airmech | [5 empty] | Modbus RTU |  |  | 192 | [20 empty] | HLI-232 | Proxied Device | Good |  | 10 |  |  | WS/Facilities |  | nicotra_ddmp | NICOTRA-DDMP
2690 | Building Management System | FAN-406 | AHU130 FAN01 | Nicotra | DDMP | Standard | Serial | FAN | 11 | 1175 |  |  | Active | Yes | IN-BLR-ANANTA-FAN-406_11 | uuid://5254cced-7f16-48fb-87ff-25b1898d8ee4 | {"asset":{"guid":"uuid://5254cced-7f16-48fb-87ff-25b1898d8ee4","site":"in-blr-ananta","name":"fan-406"}} | Airmech | [5 empty] | Modbus RTU |  |  | 193 | [20 empty] | HLI-232 | Proxied Device | Good |  | 10 |  |  | WS/Facilities |  | nicotra_ddmp | NICOTRA-DDMP
2689 | Building Management System | FAN-407 | AHU130 FAN02 | Nicotra | DDMP | Standard | Serial | FAN | 11 | 1175 |  |  | Active | Yes | IN-BLR-ANANTA-FAN-407_11 | uuid://a11b6ad4-1834-48a1-86bb-8a971bf6fdd6 | {"asset":{"guid":"uuid://a11b6ad4-1834-48a1-86bb-8a971bf6fdd6","site":"in-blr-ananta","name":"fan-407"}} | Airmech | [5 empty] | Modbus RTU |  |  | 194 | [20 empty] | HLI-232 | Proxied Device | Good |  | 10 |  |  | WS/Facilities |  | nicotra_ddmp | NICOTRA-DDMP
2691 | Building Management System | FAN-408 | AHU130 FAN03 | Nicotra | DDMP | Standard | Serial | FAN | 11 | 1175 |  |  | Active | Yes | IN-BLR-ANANTA-FAN-408_11 | uuid://78bce4e4-9532-4983-bc59-d543f8a0f7a6 | {"asset":{"guid":"uuid://78bce4e4-9532-4983-bc59-d543f8a0f7a6","site":"in-blr-ananta","name":"fan-408"}} | Airmech | [5 empty] | Modbus RTU |  |  | 195 | [20 empty] | HLI-232 | Proxied Device | Good |  | 10 |  |  | WS/Facilities |  | nicotra_ddmp | NICOTRA-DDMP
2690 | Building Management System | FAN-409 | AHU125 FAN01 | Nicotra | DDMP | Standard | Serial | FAN | 10 | 1034 |  |  | Active | Yes | IN-BLR-ANANTA-FAN-409_10 | uuid://0c7adae0-eea3-4da9-862f-1dd8ba49611f | {"asset":{"guid":"uuid://0c7adae0-eea3-4da9-862f-1dd8ba49611f","site":"in-blr-ananta","name":"fan-409"}} | Airmech | [5 empty] | Modbus RTU |  |  | 172 | [20 empty] | HLI-234 | Proxied Device | Good |  | 10 |  |  | WS/Facilities |  | nicotra_ddmp | NICOTRA-DDMP
2691 | Building Management System | FAN-410 | AHU125 FAN02 | Nicotra | DDMP | Standard | Serial | FAN | 10 | 1034 |  |  | Active | Yes | IN-BLR-ANANTA-FAN-410_10 | uuid://4fd1414a-ace1-4398-a21b-8d7693c56921 | {"asset":{"guid":"uuid://4fd1414a-ace1-4398-a21b-8d7693c56921","site":"in-blr-ananta","name":"fan-410"}} | Airmech | [5 empty] | Modbus RTU |  |  | 173 | [20 empty] | HLI-234 | Proxied Device | Good |  | 10 |  |  | WS/Facilities |  | nicotra_ddmp | NICOTRA-DDMP
2690 | Building Management System | FAN-411 | AHU125 FAN03 | Nicotra | DDMP | Standard | Serial | FAN | 10 | 1034 |  |  | Active | Yes | IN-BLR-ANANTA-FAN-411_10 | uuid://a2cdd119-575a-45d6-80ce-78e5b422cb50 | {"asset":{"guid":"uuid://a2cdd119-575a-45d6-80ce-78e5b422cb50","site":"in-blr-ananta","name":"fan-411"}} | Airmech | [5 empty] | Modbus RTU |  |  | 174 | [20 empty] | HLI-234 | Proxied Device | Good |  | 10 |  |  | WS/Facilities |  | nicotra_ddmp | NICOTRA-DDMP
2690 | Building Management System | FAN-412 | AHU126 FAN01 | DAIKIN | FXZQ32BVM6 | Standard | Serial | FAN | 10 | 1034 |  |  | Active | Yes | IN-BLR-ANANTA-FAN-412_10 | uuid://f72be7d8-9bdf-4dac-843b-fe251f51a6fd | {"asset":{"guid":"uuid://f72be7d8-9bdf-4dac-843b-fe251f51a6fd","site":"in-blr-ananta","name":"fan-412"}} | Airmech | [5 empty] | Modbus RTU |  |  | 175 | [20 empty] | HLI-234 | Proxied Device | Good |  | 10 |  |  | WS/Facilities |  | daikin_fxzq32bvm6 | DAIKIN-FXZQ32BVM6
2690 | Building Management System | FAN-413 | AHU126 FAN02 | DAIKIN | FXZQ32BVM6 | Standard | Serial | FAN | 10 | 1034 |  |  | Active | Yes | IN-BLR-ANANTA-FAN-413_10 | uuid://cf1b7ae1-68d1-4247-85f4-744d554d4e79 | {"asset":{"guid":"uuid://cf1b7ae1-68d1-4247-85f4-744d554d4e79","site":"in-blr-ananta","name":"fan-413"}} | Airmech | [5 empty] | Modbus RTU |  |  | 176 | [20 empty] | HLI-234 | Proxied Device | Good |  | 10 |  |  | WS/Facilities |  | daikin_fxzq32bvm6 | DAIKIN-FXZQ32BVM6
2690 | Building Management System | FAN-414 | AHU126 FAN03 | DAIKIN | FXZQ32BVM6 | Standard | Serial | FAN | 10 | 1034 |  |  | Active | Yes | IN-BLR-ANANTA-FAN-414_10 | uuid://13f7228d-f399-493a-9b43-660794d446bd | {"asset":{"guid":"uuid://13f7228d-f399-493a-9b43-660794d446bd","site":"in-blr-ananta","name":"fan-414"}} | Airmech | [5 empty] | Modbus RTU |  |  | 177 | [20 empty] | HLI-234 | Proxied Device | Good |  | 10 |  |  | WS/Facilities |  | daikin_fxzq32bvm6 | DAIKIN-FXZQ32BVM6
2689 | Building Management System | FAN-415 | AHU137 FAN01 | DAIKIN | FXZQ32BVM6 | Standard | Serial | FAN | 11 | 1134 |  |  | Active | Yes | IN-BLR-ANANTA-FAN-415_11 | uuid://188ccb24-7c22-4173-94c5-4d38b4081e3f | {"asset":{"guid":"uuid://188ccb24-7c22-4173-94c5-4d38b4081e3f","site":"in-blr-ananta","name":"fan-415"}} | Airmech | [5 empty] | Modbus RTU |  |  | 196 | [20 empty] | HLI-234 | Proxied Device | Good |  | 10 |  |  | WS/Facilities |  | daikin_fxzq32bvm6 | DAIKIN-FXZQ32BVM6
2691 | Building Management System | FAN-416 | AHU137 FAN02 | DAIKIN | FXZQ32BVM6 | Standard | Serial | FAN | 11 | 1134 |  |  | Active | Yes | IN-BLR-ANANTA-FAN-416_11 | uuid://7eacec09-225f-4ad1-8cb7-a1d814073821 | {"asset":{"guid":"uuid://7eacec09-225f-4ad1-8cb7-a1d814073821","site":"in-blr-ananta","name":"fan-416"}} | Airmech | [5 empty] | Modbus RTU |  |  | 197 | [20 empty] | HLI-234 | Proxied Device | Good |  | 10 |  |  | WS/Facilities |  | daikin_fxzq32bvm6 | DAIKIN-FXZQ32BVM6
2690 | Building Management System | FAN-417 | AHU137 FAN03 | DAIKIN | FXZQ32BVM6 | Standard | Serial | FAN | 11 | 1134 |  |  | Active | Yes | IN-BLR-ANANTA-FAN-417_11 | uuid://0fb13cbf-74ba-4a93-9a09-d3c0b8916c2b | {"asset":{"guid":"uuid://0fb13cbf-74ba-4a93-9a09-d3c0b8916c2b","site":"in-blr-ananta","name":"fan-417"}} | Airmech | [5 empty] | Modbus RTU |  |  | 198 | [20 empty] | HLI-234 | Proxied Device | Good |  | 10 |  |  | WS/Facilities |  | daikin_fxzq32bvm6 | DAIKIN-FXZQ32BVM6
2691 | Building Management System | FAN-418 | AHU138 FAN01 | DAIKIN | FXZQ32BVM6 | Standard | Serial | FAN | 11 | 1134 |  |  | Active | Yes | IN-BLR-ANANTA-FAN-418_11 | uuid://8568f1d1-51e5-4714-8fbd-3901b226e071 | {"asset":{"guid":"uuid://8568f1d1-51e5-4714-8fbd-3901b226e071","site":"in-blr-ananta","name":"fan-418"}} | Airmech | [5 empty] | Modbus RTU |  |  | 199 | [20 empty] | HLI-234 | Proxied Device | Good |  | 10 |  |  | WS/Facilities |  | daikin_fxzq32bvm6 | DAIKIN-FXZQ32BVM6
2690 | Building Management System | FAN-419 | AHU138 FAN02 | DAIKIN | FXZQ32BVM6 | Standard | Serial | FAN | 11 | 1134 |  |  | Active | Yes | IN-BLR-ANANTA-FAN-419_11 | uuid://500fe65b-336b-4a33-bcef-cb6c29394ab1 | {"asset":{"guid":"uuid://500fe65b-336b-4a33-bcef-cb6c29394ab1","site":"in-blr-ananta","name":"fan-419"}} | Airmech | [5 empty] | Modbus RTU |  |  | 200 | [20 empty] | HLI-234 | Proxied Device | Good |  | 10 |  |  | WS/Facilities |  | daikin_fxzq32bvm6 | DAIKIN-FXZQ32BVM6
2691 | Building Management System | FAN-420 | AHU138 FAN03 | DAIKIN | FXZQ32BVM6 | Standard | Serial | FAN | 11 | 1134 |  |  | Active | Yes | IN-BLR-ANANTA-FAN-420_11 | uuid://35792bab-a6d4-40e2-9dec-2aa44f628d92 | {"asset":{"guid":"uuid://35792bab-a6d4-40e2-9dec-2aa44f628d92","site":"in-blr-ananta","name":"fan-420"}} | Airmech | [5 empty] | Modbus RTU |  |  | 201 | [20 empty] | HLI-234 | Proxied Device | Good |  | 10 |  |  | WS/Facilities |  | daikin_fxzq32bvm6 | DAIKIN-FXZQ32BVM6
[13 empty] | Active | Yes | IN-BLR-ANANTA-_ | uuid://5ca04782-18c6-487c-a320-911a92f22bae |  | Airmech | [5 empty] | Modbus RTU | [23 empty] | HLI-239 | [8 empty] | _ | -
[14 empty] | Yes | [42 empty] | _ | -
[57 empty] | _ | -
[14 empty] | Yes | [42 empty] | _ | -
[13 empty] | Active | Yes | IN-BLR-ANANTA-_ | uuid://6b7bdc13-36c0-4862-9be1-d2298d6a1cc2 |  | Airmech | [5 empty] | Modbus RTU | [23 empty] | HLI-239 | [8 empty] | _ | -
[13 empty] | Active | Yes | IN-BLR-ANANTA-_ | uuid://10978034-3fab-4798-a450-34c7c23f900b |  | Airmech | [5 empty] | Modbus RTU | [23 empty] | HLI-239 | [8 empty] | _ | -
[13 empty] | Active | Yes | IN-BLR-ANANTA-_ | uuid://f63f93f3-70cb-4315-ad71-c79e6ebeb119 |  | Airmech | [5 empty] | Modbus RTU | [23 empty] | HLI-239 | [8 empty] | _ | -
[13 empty] | Active | Yes | IN-BLR-ANANTA-_ | uuid://5fc4db6c-c9a0-4ece-a44c-56bc89e42b4d |  | Airmech | [5 empty] | Modbus RTU | [23 empty] | HLI-239 | [8 empty] | _ | -
[13 empty] | Active | Yes | IN-BLR-ANANTA-_ | uuid://48b18076-bce3-4b1f-a1c6-cf3fca18372a |  | Airmech | [5 empty] | Modbus RTU | [23 empty] | HLI-239 | [8 empty] | _ | -
[13 empty] | Active | Yes | IN-BLR-ANANTA-_ | uuid://1264a0fc-a3ec-47e1-8f35-086f4b2863c1 |  | Airmech | [5 empty] | Modbus RTU | [23 empty] | HLI-239 | [8 empty] | _ | -
[13 empty] | Active | Yes | IN-BLR-ANANTA-_ | uuid://9ac6d7b6-b2c3-4ebf-b636-12c6ecfea71a |  | Airmech | [5 empty] | Modbus RTU | [23 empty] | HLI-239 | [8 empty] | _ | -
[13 empty] | Active | Yes | IN-BLR-ANANTA-_ | uuid://8432f366-664f-4f42-8469-ed17b08b7a33 |  | Airmech | [5 empty] | Modbus RTU | [23 empty] | HLI-239 | [8 empty] | _ | -
[13 empty] | Active | Yes | IN-BLR-ANANTA-_ | uuid://d4a596d9-fb94-43e8-8e56-e44d4cca03f3 |  | Airmech | [5 empty] | Modbus RTU | [23 empty] | HLI-239 | [8 empty] | _ | -
[13 empty] | Active | Yes | IN-BLR-ANANTA-_ | uuid://12a34c20-5f06-400a-ba23-9eb0461a6487 |  | Airmech | [5 empty] | Modbus RTU | [23 empty] | HLI-239 | [8 empty] | _ | -
[13 empty] | Active | Yes | IN-BLR-ANANTA-_ | uuid://e35503ef-4403-4772-a466-3e8702678c36 |  | Airmech | [5 empty] | Modbus RTU | [23 empty] | HLI-239 | [8 empty] | _ | -
[57 empty] | _ | -
[57 empty] | _ | -
[57 empty] | _ | -
[57 empty] | _ | -
[57 empty] | _ | -
[57 empty] | _ | -
[57 empty] | _ | -
[57 empty] | _ | -
[57 empty] | _ | -
[57 empty] | _ | -
[57 empty] | _ | -
[57 empty] | _ | -
[57 empty] | _ | -
[57 empty] | _ | -
[57 empty] | _ | -
[57 empty] | _ | -
[57 empty] | _ | -
[57 empty] | _ | -
[57 empty] | _ | -
[57 empty] | _ | -
[57 empty] | _ | -
[57 empty] | _ | -
[57 empty] | _ | -
[57 empty] | _ | -
[57 empty] | _ | -
[57 empty] | _ | -
[57 empty] | _ | -
[57 empty] | _ | -
[57 empty] | _ | -
[57 empty] | _ | -
[57 empty] | _ | -
[57 empty] | _ | -
[57 empty] | _ | -
[57 empty] | _ | -
[57 empty] | _ | -
[57 empty] | _ | -
[57 empty] | _ | -
[57 empty] | _ | -
[57 empty] | _ | -
[57 empty] | _ | -
[57 empty] | _ | -
[57 empty] | _ | -
[57 empty] | _ | -
[57 empty] | _ | -
[57 empty] | _ | -
[57 empty] | _ | -
[57 empty] | _ | -
[57 empty] | _ | -
[57 empty] | _ | -
[57 empty] | _ | -
[57 empty] | _ | -
[57 empty] | _ | -
[57 empty] | _ | -
[57 empty] | _ | -
[57 empty] | _ | -
[57 empty] | _ | -
[57 empty] | _ | -
[57 empty] | _ | -
[57 empty] | _ | -
[57 empty] | _ | -
[57 empty] | _ | -
[57 empty] | _ | -
[57 empty] | _ | -
[57 empty] | _ | -
[57 empty] | _ | -
[57 empty] | _ | -
[57 empty] | _ | -
[57 empty] | _ | -
[57 empty] | _ | -
[57 empty] | _ | -
[57 empty] | _ | -
[57 empty] | _ | -
[57 empty] | _ | -
[57 empty] | _ | -
[57 empty] | _ | -
[57 empty] | _ | -
[57 empty] | _ | -
[57 empty] | _ | -
[57 empty] | _ | -
[57 empty] | _ | -
[57 empty] | _ | -
[57 empty] | _ | -
[57 empty] | _ | -
[57 empty] | _ | -
[57 empty] | _ | -
[57 empty] | _ | -
[57 empty] | _ | -
[57 empty] | _ | -
[57 empty] | _ | -
[57 empty] | _ | -
[57 empty] | _ | -
[57 empty] | _ | -
[57 empty] | _ | -
[57 empty] | _ | -
[57 empty] | _ | -
[57 empty] | _ | -
[57 empty] | _ | -
[57 empty] | _ | -
[57 empty] | _ | -
[57 empty] | _ | -
[57 empty] | _ | -
[57 empty] | _ | -
[57 empty] | _ | -
[57 empty] | _ | -
[57 empty] | _ | -
[57 empty] | _ | -
[57 empty] | _ | -
[57 empty] | _ | -
[57 empty] | _ | -
[57 empty] | _ | -
[57 empty] | _ | -
[57 empty] | _ | -
[57 empty] | _ | -
[57 empty] | _ | -
[57 empty] | _ | -
[57 empty] | _ | -
[57 empty] | _ | -
[57 empty] | _ | -
[57 empty] | _ | -
[57 empty] | _ | -
[57 empty] | _ | -
[57 empty] | _ | -
[57 empty] | _ | -
[57 empty] | _ | -
[57 empty] | _ | -
[57 empty] | _ | -
[57 empty] | _ | -
[57 empty] | _ | -
[57 empty] | _ | -
[57 empty] | _ | -
[57 empty] | _ | -
[57 empty] | _ | -
[57 empty] | _ | -
[57 empty] | _ | -
[57 empty] | _ | -
[57 empty] | _ | -
[57 empty] | _ | -
[57 empty] | _ | -
[57 empty] | _ | -
[57 empty] | _ | -
[57 empty] | _ | -
[57 empty] | _ | -
[57 empty] | _ | -
[57 empty] | _ | -
[57 empty] | _ | -
[57 empty] | _ | -
[57 empty] | _ | -
[57 empty] | _ | -
[57 empty] | _ | -
[57 empty] | _ | -
[57 empty] | _ | -
[57 empty] | _ | -
[57 empty] | _ | -
[57 empty] | _ | -
[57 empty] | _ | -
[57 empty] | _ | -
[57 empty] | _ | -
[57 empty] | _ | -
[57 empty] | _ | -
[57 empty] | _ | -
[57 empty] | _ | -
[57 empty] | _ | -
[57 empty] | _ | -
[57 empty] | _ | -
[57 empty] | _ | -
[57 empty] | _ | -
[57 empty] | _ | -
[57 empty] | _ | -
[57 empty] | _ | -
[57 empty] | _ | -
[57 empty] | _ | -
[57 empty] | _ | -
[57 empty] | _ | -
[57 empty] | _ | -
[57 empty] | _ | -
[57 empty] | _ | -
[57 empty] | _ | -
[57 empty] | _ | -
[57 empty] | _ | -
[57 empty] | _ | -
[57 empty] | _ | -
[57 empty] | _ | -
[57 empty] | _ | -
[57 empty] | _ | -
[57 empty] | _ | -
[57 empty] | _ | -
[57 empty] | _ | -
[57 empty] | _ | -
[57 empty] | _ | -
[57 empty] | _ | -
[57 empty] | _ | -
[57 empty] | _ | -
[57 empty] | _ | -
[57 empty] | _ | -
[57 empty] | _ | -
[57 empty] | _ | -
[57 empty] | _ | -
[57 empty] | _ | -
[57 empty] | _ | -
[57 empty] | _ | -
[57 empty] | _ | -
[57 empty] | _ | -
[57 empty] | _ | -
[57 empty] | _ | -
[57 empty] | _ | -
[57 empty] | _ | -
[57 empty] | _ | -
[57 empty] | _ | -
[57 empty] | _ | -
[57 empty] | _ | -
[57 empty] | _ | -
[57 empty] | _ | -
[57 empty] | _ | -
[57 empty] | _ | -
[57 empty] | _ | -
[57 empty] | _ | -
[57 empty] | _ | -
[57 empty] | _ | -
[57 empty] | _ | -
[57 empty] | _ | -
[57 empty] | _ | -
[57 empty] | _ | -
[57 empty] | _ | -
[57 empty] | _ | -
[57 empty] | _ | -
[57 empty] | _ | -
[57 empty] | _ | -
[57 empty] | _ | -
[57 empty] | _ | -
[57 empty] | _ | -
[57 empty] | _ | -
[57 empty] | _ | -
[57 empty] | _ | -
[57 empty] | _ | -
[57 empty] | _ | -
[57 empty] | _ | -
[57 empty] | _ | -
[57 empty] | _ | -
[57 empty] | _ | -
[57 empty] | _ | -
[57 empty] | _ | -
[57 empty] | _ | -
[57 empty] | _ | -
[57 empty] | _ | -
[57 empty] | _ | -
[57 empty] | _ | -
[57 empty] | _ | -
[57 empty] | _ | -
[57 empty] | _ | -
[57 empty] | _ | -
[57 empty] | _ | -
[57 empty] | _ | -
[57 empty] | _ | -
[57 empty] | _ | -
[57 empty] | _ | -
[57 empty] | _ | -
[57 empty] | _ | -
[57 empty] | _ | -
[57 empty] | _ | -
[57 empty] | _ | -
[57 empty] | _ | -
[57 empty] | _ | -
[57 empty] | _ | -
[57 empty] | _ | -
[57 empty] | _ | -
[57 empty] | _ | -
[57 empty] | _ | -
[57 empty] | _ | -
[57 empty] | _ | -
[57 empty] | _ | -
[57 empty] | _ | -
[57 empty] | _ | -
[57 empty] | _ | -
[57 empty] | _ | -
[57 empty] | _ | -
[57 empty] | _ | -
[57 empty] | _ | -
[57 empty] | _ | -
[57 empty] | _ | -
[57 empty] | _ | -
[57 empty] | _ | -
[57 empty] | _ | -
[57 empty] | _ | -
[57 empty] | _ | -
[57 empty] | _ | -
[57 empty] | _ | -
[57 empty] | _ | -
[57 empty] | _ | -
[57 empty] | _ | -
[57 empty] | _ | -
[57 empty] | _ | -
[57 empty] | _ | -
[57 empty] | _ | -
[57 empty] | _ | -
[57 empty] | _ | -
[57 empty] | _ | -
[57 empty] | _ | -
[57 empty] | _ | -
[57 empty] | _ | -
[57 empty] | _ | -
[57 empty] | _ | -
[57 empty] | _ | -
[57 empty] | _ | -
[57 empty] | _ | -
[57 empty] | _ | -
[57 empty] | _ | -
[57 empty] | _ | -
[57 empty] | _ | -
[57 empty] | _ | -
[57 empty] | _ | -
[57 empty] | _ | -
[57 empty] | _ | -
[57 empty] | _ | -
[57 empty] | _ | -
[57 empty] | _ | -
[57 empty] | _ | -
[57 empty] | _ | -
[57 empty] | _ | -
[57 empty] | _ | -
[57 empty] | _ | -
[57 empty] | _ | -
[57 empty] | _ | -
[57 empty] | _ | -
[57 empty] | _ | -
[57 empty] | _ | -
[57 empty] | _ | -
[57 empty] | _ | -
[57 empty] | _ | -
[57 empty] | _ | -
[57 empty] | _ | -
[57 empty] | _ | -
[57 empty] | _ | -
[57 empty] | _ | -
[57 empty] | _ | -
[57 empty] | _ | -
[57 empty] | _ | -
[57 empty] | _ | -
[57 empty] | _ | -
[57 empty] | _ | -
[57 empty] | _ | -
[57 empty] | _ | -
[57 empty] | _ | -
[57 empty] | _ | -
[57 empty] | _ | -
[57 empty] | _ | -
[57 empty] | _ | -
[57 empty] | _ | -
[57 empty] | _ | -
[57 empty] | _ | -
[57 empty] | _ | -
[57 empty] | _ | -
[57 empty] | _ | -
[57 empty] | _ | -
[57 empty] | _ | -
[57 empty] | _ | -
[57 empty] | _ | -
[57 empty] | _ | -
[57 empty] | _ | -
[57 empty] | _ | -
[57 empty] | _ | -
[57 empty] | _ | -
[57 empty] | _ | -
[57 empty] | _ | -
[57 empty] | _ | -
[57 empty] | _ | -
[57 empty] | _ | -
[57 empty] | _ | -
[57 empty] | _ | -
[57 empty] | _ | -
[57 empty] | _ | -
[57 empty] | _ | -
[57 empty] | _ | -
[57 empty] | _ | -
[57 empty] | _ | -
[57 empty] | _ | -
[57 empty] | _ | -
[57 empty] | _ | -
[57 empty] | _ | -
[57 empty] | _ | -
[57 empty] | _ | -
[57 empty] | _ | -
[57 empty] | _ | -
[57 empty] | _ | -
[57 empty] | _ | -
[57 empty] | _ | -
[57 empty] | _ | -
[57 empty] | _ | -
[57 empty] | _ | -
[57 empty] | _ | -
[57 empty] | _ | -
[57 empty] | _ | -
[57 empty] | _ | -
[57 empty] | _ | -
[57 empty] | _ | -
[57 empty] | _ | -
[57 empty] | _ | -
[57 empty] | _ | -
[57 empty] | _ | -
[57 empty] | _ | -
[57 empty] | _ | -
[57 empty] | _ | -
[57 empty] | _ | -
[57 empty] | _ | -
[57 empty] | _ | -
[57 empty] | _ | -
[57 empty] | _ | -
[57 empty] | _ | -
[57 empty] | _ | -
[57 empty] | _ | -
[57 empty] | _ | -
[57 empty] | _ | -
[57 empty] | _ | -
[57 empty] | _ | -
[57 empty] | _ | -
[57 empty] | _ | -
[57 empty] | _ | -
[57 empty] | _ | -
[57 empty] | _ | -
[57 empty] | _ | -

## 5-Controls Panels
| General Site Info | [7 empty] | General Device Info | [8 empty] | Owner | Comments
To be filled by: | System Owner | [7 empty] | MSI (Smart Ready) / System Owner (Cyber Compliant) |  |  |  | System Owner |  |  |  |  | System Owner
Notes | Specify the system the control panel is used for. (E.g. From Dropdown) | Specify the asset name as defined in the BOS Naming and Labeling Standard (E.g. CTRP-1 etc.) | Specify the manufacturer of the control panel. (E.g. Schneider, Generic) | Specify the model type of the control panel (E.g. Generic) | Specify the floor on which the control panel is installed. (E.g. 1,2,3) | Specify the location of the Device based on the REWS ID in FloorScope. (E.g. 101, B155, etc.) or if on New Construction, the Construction ID | Specify the control panel reference if no asset name. (E.g.MCC1) | Perform a check to confirm status (Including end to end checks to headend. (E.g.Active, Retired) | Specify if QR Code has been applied to the Device (E.g. Yes) | Human readable QR code that gets printed on the QR code label prefix_AssetName_suffix where prefix is optional site name and suffix is optional FM description (E.g. CTRP-1_1-Boilers) | Specify the GUID. examples - If BIM: ifc://04aEp5ymD_$u5IxhJN2aGi If not BIM: uuid://d3501378-dd50-47c5-ae26-806726e1b749 Can be generated using the menu Add-Ons > Insert > Insert GUID | Auto Generated | Specify all the Devices installed within the Control Panel. (E.g. Trend IQ4E/64 etc.) | Specify all the IO Module(s) installed within the Control Panel. (E.g. 8UI, 8AO, 16DI etc.) | Specify the communication type between the IP device and IO Modules. (E.g. IP, RS485, RS232) | Specify the total quantity of IP devices installed and commissioned in the Control Panel. (E.g. 3) | Provide a link to the drive folder for the site where any relevant photos are stored (E.g. Controller/Device photo, Panel Photo etc PASTE FILE LINK URL DIRECTLY TO CELL, DO NOT LINK CELL TO URL) | Select which Google partner is the device owner. (E.g. WS/Facilities, Food, GFit, Events, GEN, BOPS/AV, SecOps, Landlord, Unknown, Other) | Provide any comments if applicable.
No. | System | Device/Asset role name (asset.name) | Device / Asset Manufacturer | Device / Asset Model (manufacturer) | Floor | Location | Panel Reference | Device / Asset Status | QR Code Applied? | Human readable QR code | GUID | QR Code Payload | Device(s) | IO Module(s) | Communication Type | Quantity | Photos/Snapshots - Link to Device Photo | Device Owner | Comments
1 | Building Management System | HVACCP-201 | Generic | Generic | B3 |  | HVACCP-201 | Active | Yes | HVACCP-201 | uuid://345dd62f-6cd1-41bc-97ae-ee6f73b7fb77 | {"asset":{"guid":"uuid://345dd62f-6cd1-41bc-97ae-ee6f73b7fb77","site":"in-blr-ananta","name":"hvaccp-201"}} | EY-RC504F001 x 3 EY-GT103F001 x 1 EY-EM511F001 x 14 EY-EM512F001 x 3 | 96UI,48AO,48DO | Serial | 4 |  | WS/Facilities
2 | Building Management System | HVACCP-202 | Generic | Generic | B3 |  | HVACCP-202 | Active | Yes | HVACCP-202 | uuid://55c15c77-0c15-4603-8c09-fda166ff41b5 | {"asset":{"guid":"uuid://55c15c77-0c15-4603-8c09-fda166ff41b5","site":"in-blr-ananta","name":"hvaccp-202"}} | EY-EM511F001 x 8 EY-EM512F001 x 3 | 60UI,30AO,30DO | Serial | 0 |  | WS/Facilities
3 | Building Management System | HVACCP-203 | Generic | Generic | B2 |  | HVACCP-203 | Active | Yes | HVACCP-203 | uuid://fe318830-ef6e-4eee-9e16-87930cd4bf7e | {"asset":{"guid":"uuid://fe318830-ef6e-4eee-9e16-87930cd4bf7e","site":"in-blr-ananta","name":"hvaccp-203"}} | EY-RC504F001 x 1 EY-EM511F001 x 4 | 24UI,12AO,12DO | Serial | 1 |  | WS/Facilities
4 | Building Management System | HVACCP-204 | Generic | Generic | B2 |  | HVACCP-204 | Active | Yes | HVACCP-204 | uuid://94bba911-12ed-45c4-88f4-ea246158ae1b | {"asset":{"guid":"uuid://94bba911-12ed-45c4-88f4-ea246158ae1b","site":"in-blr-ananta","name":"hvaccp-204"}} | EY-RC504F001 x 1 EY-EM511F001 x 15 | 90UI,45AO,45DO | Serial | 1 |  | WS/Facilities
5 | Building Management System | HVACCP-205 | Generic | Generic | B2 |  | HVACCP-205 | Active | Yes | HVACCP-205 | uuid://385c4c09-b989-41b8-8e41-80acae9012de | {"asset":{"guid":"uuid://385c4c09-b989-41b8-8e41-80acae9012de","site":"in-blr-ananta","name":"hvaccp-205"}} | EY-RC504F001 x 1 EY-EM511F001 x 12 EY-EM512F001 x 2 | 80UI,40AO,40DO | Serial | 1 |  | WS/Facilities
6 | Building Management System | HVACCP-206 | Generic | Generic | B1 |  | HVACCP-206 | Active | Yes | HVACCP-206 | uuid://945dc0f6-43bf-49ae-978b-0604f293c104 | {"asset":{"guid":"uuid://945dc0f6-43bf-49ae-978b-0604f293c104","site":"in-blr-ananta","name":"hvaccp-206"}} | EY-RC504F001 x 2 EY-GT103F001 x 2 EY-EM511F001 x 16 EY-EM512F001 x 4 | 112UI,56AO,56DO | Serial | 4 |  | WS/Facilities
7 | Building Management System | HVACCP-207 | Generic | Generic | G |  | HVACCP-207 | Active | Yes | HVACCP-207 | uuid://5d3c901b-d19e-43c7-8d29-c5d4069de854 | {"asset":{"guid":"uuid://5d3c901b-d19e-43c7-8d29-c5d4069de854","site":"in-blr-ananta","name":"hvaccp-207"}} | EY-RC504F001 x 2 EY-GT103F001 x 1 EY-EM511F001 x 19 EY-EM512F001 x 7 | 142UI,76AO,76DO | Serial | 3 |  | WS/Facilities
8 | Building Management System | HVACCP-208 | Generic | Generic | G |  | HVACCP-208 | Active | Yes | HVACCP-208 | uuid://a05c5bb4-6518-43fe-8c45-a2368da3768e | {"asset":{"guid":"uuid://a05c5bb4-6518-43fe-8c45-a2368da3768e","site":"in-blr-ananta","name":"hvaccp-208"}} | EY-RC504F001 x 2 EY-EM511F001 x 26 | 162UI,81AO,81DO | Serial | 2 |  | WS/Facilities
9 | Building Management System | HVACCP-209 | Generic | Generic | G |  | HVACCP-209 | Active | Yes | HVACCP-209 | uuid://90e8cfe4-1456-4848-ad23-a29b25c8e570 | {"asset":{"guid":"uuid://90e8cfe4-1456-4848-ad23-a29b25c8e570","site":"in-blr-ananta","name":"hvaccp-209"}} | EY-RC504F001 x 1 EY-GT103F001 x 1 EY-EM511F001 x 13 EY-EM512F001 x 1 | 82UI,41AO,41DO | Serial | 2 |  | WS/Facilities
10 | Building Management System | HVACCP-210 | Generic | Generic | G |  | HVACCP-210 | Active | Yes | HVACCP-210 | uuid://f9b5e5cb-27d5-4873-a6e8-311db7322491 | {"asset":{"guid":"uuid://f9b5e5cb-27d5-4873-a6e8-311db7322491","site":"in-blr-ananta","name":"hvaccp-210"}} | EY-RC504F001 x 2 EY-GT103F001 x 2 EY-EM510F001 x 22 EY-EM512F001 x 4 | 148UI,74AO,140DO | Serial | 4 |  | WS/Facilities
11 | Building Management System | HVACCP-211 | Generic | Generic | G |  | HVACCP-211 | Active | Yes | HVACCP-211 | uuid://a8a0a823-5a85-4210-9b05-e04cc285f949 | {"asset":{"guid":"uuid://a8a0a823-5a85-4210-9b05-e04cc285f949","site":"in-blr-ananta","name":"hvaccp-211"}} | EY-RC504F001 x 2 EY-GT103F001 x 1 EY-EM510F001 x 23 | 138UI,69AO,138DO | Serial | 3 |  | WS/Facilities
12 | Building Management System | HVACCP-212 | Generic | Generic | G |  | HVACCP-212 | Active | Yes | HVACCP-212 | uuid://092ce00f-b322-4df0-8e3d-626af0af4985 | {"asset":{"guid":"uuid://092ce00f-b322-4df0-8e3d-626af0af4985","site":"in-blr-ananta","name":"hvaccp-212"}} | EY-RC504F001 x 2 EY-EM510F001 x 21 | 126UI,63AO,126DO | Serial | 2 |  | WS/Facilities
13 | Building Management System | HVACCP-213 | Generic | Generic | G |  | HVACCP-213 | Active | Yes | HVACCP-213 | uuid://02a77914-29d2-4450-a1a0-6806bfadabbc | {"asset":{"guid":"uuid://02a77914-29d2-4450-a1a0-6806bfadabbc","site":"in-blr-ananta","name":"hvaccp-213"}} | EY-RC504F001 x 2 EY-GT103F001 x 1 EY-EM510F001 x 9 EY-EM512F001 x 1 | 58UI,29AO,29DO | Serial | 3 |  | WS/Facilities
14 | Building Management System | HVACCP-214 | Generic | Generic | G |  | HVACCP-214 | Active | Yes | HVACCP-214 | uuid://bab81677-3085-4a6b-aebf-bd3004f62309 | {"asset":{"guid":"uuid://bab81677-3085-4a6b-aebf-bd3004f62309","site":"in-blr-ananta","name":"hvaccp-214"}} | EY-RC504F001 x 1 EY-GT103F001 x 2 EY-EM511F001 x 1 EY-EM512F001 x 8 | 38UI,19AO,19DO | Serial | 3 |  | WS/Facilities
15 | Building Management System | HVACCP-215 | Generic | Generic | G |  | HVACCP-215 | Active | Yes | HVACCP-215 | uuid://92ca128a-16fb-4504-bb2a-5adfa1f9dd86 | {"asset":{"guid":"uuid://92ca128a-16fb-4504-bb2a-5adfa1f9dd86","site":"in-blr-ananta","name":"hvaccp-215"}} | EY-RC504F001 x 2 EY-GT103F001 x 1 EY-EM511F001 x 6 EY-EM512F001 x 5 | 56UI,28AO,28DO | Serial | 3 |  | WS/Facilities
16 | Building Management System | HVACCP-216 | Generic | Generic | G |  | HVACCP-216 | Active | Yes | HVACCP-216 | uuid://aa4b1faf-c921-4cc1-b676-f848bb9fa106 | {"asset":{"guid":"uuid://aa4b1faf-c921-4cc1-b676-f848bb9fa106","site":"in-blr-ananta","name":"hvaccp-216"}} | EY-RC504F001 x 2 EY-GT103F001 x 1 EY-EM511F001 x 5 EY-EM512F001 x 6 | 54UI,27AO,27DO | Serial | 3 |  | WS/Facilities
17 | Building Management System | HVACCP-217 | Generic | Generic | G |  | HVACCP-217 | Active | Yes | HVACCP-217 | uuid://60f60fc5-5a70-4af8-832c-c8759de77066 | {"asset":{"guid":"uuid://60f60fc5-5a70-4af8-832c-c8759de77066","site":"in-blr-ananta","name":"hvaccp-217"}} | EY-RC504F001 x 3 EY-GT103F001 x 1 EY-EM511F001 x 3 EY-EM512F001 x 5 | 38UI,19AO,19DO | Serial | 4 |  | WS/Facilities
18 | Building Management System | HVACCP-218 | Generic | Generic | G |  | HVACCP-218 | Active | Yes | HVACCP-218 | uuid://4a0dff4f-16c4-4b26-b007-cd825a371fc3 | {"asset":{"guid":"uuid://4a0dff4f-16c4-4b26-b007-cd825a371fc3","site":"in-blr-ananta","name":"hvaccp-218"}} | EY-GT103F001 x 2 |  | Serial | 2 |  | WS/Facilities
19 | Building Management System | HVACCP-219 | Generic | Generic | 1 | 163 | HVACCP-219 | Active | Yes | HVACCP-219 | uuid://f6ee51a2-b23b-4842-b5ba-de6d8a5c1f9e | {"asset":{"guid":"uuid://f6ee51a2-b23b-4842-b5ba-de6d8a5c1f9e","site":"in-blr-ananta","name":"hvaccp-219"}} | EY-RC504F001 x 2 EY-GT103F001 x 1 EY-EM511F001 x 6 EY-EM512F001 x 5 | 56UI,28AO,28DO | Serial | 3 |  | WS/Facilities
20 | Building Management System | HVACCP-220 | Generic | Generic | 1 | 175 | HVACCP-220 | Active | Yes | HVACCP-220 | uuid://76e2ff02-50ed-4b3f-927e-207766083f25 | {"asset":{"guid":"uuid://76e2ff02-50ed-4b3f-927e-207766083f25","site":"in-blr-ananta","name":"hvaccp-220"}} | EY-RC504F001 x 2 EY-GT103F001 x 1 EY-EM511F001 x 7 EY-EM512F001 x 4 | 58UI,29AO,29DO | Serial | 3 |  | WS/Facilities
21 | Building Management System | HVACCP-221 | Generic | Generic | 1 | 1C44 | HVACCP-221 | Active | Yes | HVACCP-221 | uuid://1c4f2059-a411-4414-a8d4-91f162dbd904 | {"asset":{"guid":"uuid://1c4f2059-a411-4414-a8d4-91f162dbd904","site":"in-blr-ananta","name":"hvaccp-221"}} | EY-RC504F001 x 2 EY-EM511F001 x 7 EY-EM512F001 x 2 | 50UI,25AO,25DO | Serial | 2 |  | WS/Facilities
22 | Building Management System | HVACCP-222 | Generic | Generic | 1 | 1D96 | HVACCP-222 | Active | Yes | HVACCP-222 | uuid://ae495e99-73a6-4ba1-90bf-a83df1e8d967 | {"asset":{"guid":"uuid://ae495e99-73a6-4ba1-90bf-a83df1e8d967","site":"in-blr-ananta","name":"hvaccp-222"}} | EY-RC504F001 x 2 EY-EM511F001 x 6 EY-EM512F001 x 4 | 52UI,26AO,26DO | Serial | 2 |  | WS/Facilities
23 | Building Management System | HVACCP-223 | Generic | Generic | 1 | 1B27 | HVACCP-223 | Active | Yes | HVACCP-223 | uuid://75efa8fd-d6e8-4a11-8ff5-88410f1fdb8b | {"asset":{"guid":"uuid://75efa8fd-d6e8-4a11-8ff5-88410f1fdb8b","site":"in-blr-ananta","name":"hvaccp-223"}} | EY-RC504F001 x 1 EY-EM511F001 x 1 EY-EM512F001 x 7 | 34UI,17AO,17DO | Serial | 1 |  | WS/Facilities
24 | Building Management System | HVACCP-224 | Generic | Generic | 1 | 1A31 | HVACCP-224 | Active | Yes | HVACCP-224 | uuid://233483e4-7766-4744-9f7f-9cca8776d909 | {"asset":{"guid":"uuid://233483e4-7766-4744-9f7f-9cca8776d909","site":"in-blr-ananta","name":"hvaccp-224"}} | EY-RC504F001 x 1 EY-EM511F001 x 1 EY-EM512F001 x 7 | 34UI,17AO,17DO | Serial | 1 |  | WS/Facilities
25 | Building Management System | HVACCP-225 | Generic | Generic | 2 | 263 | HVACCP-225 | Active | Yes | HVACCP-225 | uuid://2732e048-389e-472e-a3f0-9ec7ba0e5944 | {"asset":{"guid":"uuid://2732e048-389e-472e-a3f0-9ec7ba0e5944","site":"in-blr-ananta","name":"hvaccp-225"}} | EY-RC504F001 x 2 EY-EM511F001 x 8 EY-EM512F001 x 2 | 56UI,28AO,28DO | Serial | 2 |  | WS/Facilities
26 | Building Management System | HVACCP-226 | Generic | Generic | 2 | 275 | HVACCP-226 | Active | Yes | HVACCP-226 | uuid://213f13e8-24f3-4e22-a6f7-4c2b26a5731d | {"asset":{"guid":"uuid://213f13e8-24f3-4e22-a6f7-4c2b26a5731d","site":"in-blr-ananta","name":"hvaccp-226"}} | EY-RC504F001 x 2 EY-EM511F001 x 8 EY-EM512F001 x 2 | 56UI,28AO,28DO | Serial | 2 |  | WS/Facilities
27 | Building Management System | HVACCP-227 | Generic | Generic | 2 | 219 | HVACCP-227 | Active | Yes | HVACCP-227 | uuid://f39c2d10-def7-426b-be99-91cb399a7c8b | {"asset":{"guid":"uuid://f39c2d10-def7-426b-be99-91cb399a7c8b","site":"in-blr-ananta","name":"hvaccp-227"}} | EY-RC504F001 x 2 EY-EM511F001 x 6 EY-EM512F001 x 4 | 52UI,26AO,26DO | Serial | 2 |  | WS/Facilities
28 | Building Management System | HVACCP-228 | Generic | Generic | 2 | 248 | HVACCP-228 | Active | Yes | HVACCP-228 | uuid://15f6b010-3226-4613-a720-387990d45c3c | {"asset":{"guid":"uuid://15f6b010-3226-4613-a720-387990d45c3c","site":"in-blr-ananta","name":"hvaccp-228"}} | EY-RC504F001 x 2 EY-GT103F001 x 1 EY-EM511F001 x 5 EY-EM512F001 x 6 | 54UI,27AO,27DO | Serial | 3 |  | WS/Facilities
29 | Building Management System | HVACCP-229 | Generic | Generic | 2 | 233 | HVACCP-229 | Active | Yes | HVACCP-229 | uuid://3de1a157-25f8-4b3e-9454-cde0a358e6ae | {"asset":{"guid":"uuid://3de1a157-25f8-4b3e-9454-cde0a358e6ae","site":"in-blr-ananta","name":"hvaccp-229"}} | EY-RC504F001 x 1 EY-EM511F001 x 1 EY-EM512F001 x 7 | 34UI,17AO,17DO | Serial | 1 |  | WS/Facilities
30 | Building Management System | HVACCP-230 | Generic | Generic | 2 | 233 | HVACCP-230 | Active | Yes | HVACCP-230 | uuid://37a19aa3-8b3b-4ef8-a3b7-9a8f1566c322 | {"asset":{"guid":"uuid://37a19aa3-8b3b-4ef8-a3b7-9a8f1566c322","site":"in-blr-ananta","name":"hvaccp-230"}} | EY-RC504F001 x 1 EY-EM511F001 x 1 EY-EM512F001 x 6 | 30UI,15AO,15DO | Serial | 1 |  | WS/Facilities
31 | Building Management System | HVACCP-231 | Generic | Generic | 2 | 234 | HVACCP-231 | Active | Yes | HVACCP-231 | uuid://8296c61d-9bca-4280-a111-aef7cfa8b6ec | {"asset":{"guid":"uuid://8296c61d-9bca-4280-a111-aef7cfa8b6ec","site":"in-blr-ananta","name":"hvaccp-231"}} | EY-RC504F001 x 1 EY-GT103F001 x 1 EY-EM511F001 x 1 EY-EM512F001 x 6 | 30UI,15AO,15DO | Serial | 2 |  | WS/Facilities
32 | Building Management System | HVACCP-232 | Generic | Generic | 2 | 234 | HVACCP-232 | Active | Yes | HVACCP-232 | uuid://a506e157-ae6d-4e05-8744-b3dfcbb05a6d | {"asset":{"guid":"uuid://a506e157-ae6d-4e05-8744-b3dfcbb05a6d","site":"in-blr-ananta","name":"hvaccp-232"}} | EY-RC504F001 x 1 EY-EM511F001 x 1 EY-EM512F001 x 7 | 34UI,17AO,17DO | Serial | 1 |  | WS/Facilities
33 | Building Management System | HVACCP-233 | Generic | Generic | 3 | 363 | HVACCP-233 | Active | Yes | HVACCP-233 | uuid://66587174-8e89-4647-9489-643f4b86e0d9 | {"asset":{"guid":"uuid://66587174-8e89-4647-9489-643f4b86e0d9","site":"in-blr-ananta","name":"hvaccp-233"}} | EY-RC504F001 x 2 EY-GT103F001 x 1 EY-EM511F001 x 7 EY-EM512F001 x 4 | 58UI,29AO,29DO | Serial | 3 |  | WS/Facilities
34 | Building Management System | HVACCP-234 | Generic | Generic | 3 | 375 | HVACCP-234 | Active | Yes | HVACCP-234 | uuid://1276f297-42af-4f71-840e-4880841f8540 | {"asset":{"guid":"uuid://1276f297-42af-4f71-840e-4880841f8540","site":"in-blr-ananta","name":"hvaccp-234"}} | EY-RC504F001 x 2 EY-EM511F001 x 8 EY-EM512F001 x 2 | 56UI,28AO,28DO | Serial | 2 |  | WS/Facilities
35 | Building Management System | HVACCP-235 | Generic | Generic | 3 | 319 | HVACCP-235 | Active | Yes | HVACCP-235 | uuid://87420244-750e-4849-86f2-c2528c1c69ab | {"asset":{"guid":"uuid://87420244-750e-4849-86f2-c2528c1c69ab","site":"in-blr-ananta","name":"hvaccp-235"}} | EY-RC504F001 x 2 EY-EM511F001 x 6 EY-EM512F001 x 4 | 52UI,26AO,26DO | Serial | 2 |  | WS/Facilities
36 | Building Management System | HVACCP-236 | Generic | Generic | 3 | 348 | HVACCP-236 | Active | Yes | HVACCP-236 | uuid://34b099aa-516e-4bd2-8550-c5679a196852 | {"asset":{"guid":"uuid://34b099aa-516e-4bd2-8550-c5679a196852","site":"in-blr-ananta","name":"hvaccp-236"}} | EY-RC504F001 x 2 EY-EM511F001 x 6 EY-EM512F001 x 4 | 52UI,26AO,26DO | Serial | 2 |  | WS/Facilities
37 | Building Management System | HVACCP-237 | Generic | Generic | 3 | 333 | HVACCP-237 | Active | Yes | HVACCP-237 | uuid://0b8e5a97-c023-475d-9056-a020e38edd77 | {"asset":{"guid":"uuid://0b8e5a97-c023-475d-9056-a020e38edd77","site":"in-blr-ananta","name":"hvaccp-237"}} | EY-RC504F001 x 2 EY-EM511F001 x 8 EY-EM512F001 x 2 | 56UI,28AO,28DO | Serial | 2 |  | WS/Facilities
38 | Building Management System | HVACCP-238 | Generic | Generic | 3 | 334 | HVACCP-238 | Active | Yes | HVACCP-238 | uuid://d2b47890-3a19-4b2a-87b6-6f49a9512ade | {"asset":{"guid":"uuid://d2b47890-3a19-4b2a-87b6-6f49a9512ade","site":"in-blr-ananta","name":"hvaccp-238"}} | EY-RC504F001 x 2 EY-EM511F001 x 8 EY-EM512F001 x 2 | 56UI,28AO,28DO | Serial | 2 |  | WS/Facilities
39 | Building Management System | HVACCP-239 | Generic | Generic | 4 | 4C35 | HVACCP-239 | Active | Yes | HVACCP-239 | uuid://5705e32c-46d3-4e4f-86b0-6c7f0152e0e3 | {"asset":{"guid":"uuid://5705e32c-46d3-4e4f-86b0-6c7f0152e0e3","site":"in-blr-ananta","name":"hvaccp-239"}} | EY-RC504F001 x 2 EY-EM511F001 x 8 EY-EM512F001 x 2 | 56UI,28AO,28DO | Serial | 2 |  | WS/Facilities
40 | Building Management System | HVACCP-240 | Generic | Generic | 4 | 475 | HVACCP-240 | Active | Yes | HVACCP-240 | uuid://1d4b3b3e-fe9c-4f25-aa33-14e9f067385b | {"asset":{"guid":"uuid://1d4b3b3e-fe9c-4f25-aa33-14e9f067385b","site":"in-blr-ananta","name":"hvaccp-240"}} | EY-RC504F001 x 2 EY-GT103F001 x 1 EY-EM511F001 x 7 EY-EM512F001 x 4 | 58UI,29AO,29DO | Serial | 3 |  | WS/Facilities
41 | Building Management System | HVACCP-241 | Generic | Generic | 4 | 419 | HVACCP-241 | Active | Yes | HVACCP-241 | uuid://592c1864-1f02-4690-b340-38e4cf2553c1 | {"asset":{"guid":"uuid://592c1864-1f02-4690-b340-38e4cf2553c1","site":"in-blr-ananta","name":"hvaccp-241"}} | EY-RC504F001 x 2 EY-GT103F001 x 1 EY-EM511F001 x 5 EY-EM512F001 x 6 | 54UI,27AO,27DO | Serial | 3 |  | WS/Facilities
42 | Building Management System | HVACCP-242 | Generic | Generic | 4 | 448 | HVACCP-242 | Active | Yes | HVACCP-242 | uuid://bdc2218b-8e94-44ad-bba5-5dd22bb6673a | {"asset":{"guid":"uuid://bdc2218b-8e94-44ad-bba5-5dd22bb6673a","site":"in-blr-ananta","name":"hvaccp-242"}} | EY-RC504F001 x 2 EY-GT103F001 x 1 EY-EM511F001 x 5 EY-EM512F001 x 6 | 54UI,27AO,27DO | Serial | 3 |  | WS/Facilities
43 | Building Management System | HVACCP-243 | Generic | Generic | 4 | 433 | HVACCP-243 | Active | Yes | HVACCP-243 | uuid://07b96867-26e2-47b0-ad31-945c9635632b | {"asset":{"guid":"uuid://07b96867-26e2-47b0-ad31-945c9635632b","site":"in-blr-ananta","name":"hvaccp-243"}} | EY-RC504F001 x 2 EY-EM511F001 x 8 EY-EM512F001 x 2 | 56UI,28AO,28DO | Serial | 2 |  | WS/Facilities
44 | Building Management System | HVACCP-244 | Generic | Generic | 4 | 434 | HVACCP-244 | Active | Yes | HVACCP-244 | uuid://da1e4003-00a7-4f8c-8d5d-1488db2f6c6d | {"asset":{"guid":"uuid://da1e4003-00a7-4f8c-8d5d-1488db2f6c6d","site":"in-blr-ananta","name":"hvaccp-244"}} | EY-RC504F001 x 2 EY-EM511F001 x 8 EY-EM512F001 x 2 | 56UI,28AO,28DO | Serial | 2 |  | WS/Facilities
45 | Building Management System | HVACCP-245 | Generic | Generic | 5 | 563 | HVACCP-245 | Active | Yes | HVACCP-245 | uuid://4f1fbd9c-2790-46b6-9816-0372f0cf4172 | {"asset":{"guid":"uuid://4f1fbd9c-2790-46b6-9816-0372f0cf4172","site":"in-blr-ananta","name":"hvaccp-245"}} | EY-RC504F001 x 2 EY-EM511F001 x 8 EY-EM512F001 x 2 | 56UI,28AO,28DO | Serial | 2 |  | WS/Facilities
46 | Building Management System | HVACCP-246 | Generic | Generic | 5 | 575 | HVACCP-246 | Active | Yes | HVACCP-246 | uuid://9b6d75d1-6165-440b-845b-5809aa54502e | {"asset":{"guid":"uuid://9b6d75d1-6165-440b-845b-5809aa54502e","site":"in-blr-ananta","name":"hvaccp-246"}} | EY-RC504F001 x 2 EY-EM511F001 x 8 EY-EM512F001 x 2 | 56UI,28AO,28DO | Serial | 2 |  | WS/Facilities
47 | Building Management System | HVACCP-247 | Generic | Generic | 5 | 519 | HVACCP-247 | Active | Yes | HVACCP-247 | uuid://95438b04-4aba-4871-8a7a-70be6b6ba6a2 | {"asset":{"guid":"uuid://95438b04-4aba-4871-8a7a-70be6b6ba6a2","site":"in-blr-ananta","name":"hvaccp-247"}} | EY-RC504F001 x 2 EY-EM511F001 x 6 EY-EM512F001 x 4 | 52UI,26AO,26DO | Serial | 2 |  | WS/Facilities
48 | Building Management System | HVACCP-248 | Generic | Generic | 5 | 548 | HVACCP-248 | Active | Yes | HVACCP-248 | uuid://a739f97c-9bc0-40fa-a298-a76b9d8a7e47 | {"asset":{"guid":"uuid://a739f97c-9bc0-40fa-a298-a76b9d8a7e47","site":"in-blr-ananta","name":"hvaccp-248"}} | EY-RC504F001 x 2 EY-EM511F001 x 6 EY-EM512F001 x 4 | 52UI,26AO,26DO | Serial | 2 |  | WS/Facilities
49 | Building Management System | HVACCP-249 | Generic | Generic | 5 | 533 | HVACCP-249 | Active | Yes | HVACCP-249 | uuid://ac074926-1cab-4122-9df5-a4fdb7772f64 | {"asset":{"guid":"uuid://ac074926-1cab-4122-9df5-a4fdb7772f64","site":"in-blr-ananta","name":"hvaccp-249"}} | EY-RC504F001 x 2 EY-GT103F001 x 1 EY-EM511F001 x 5 EY-EM512F001 x 6 | 54UI,27AO,27DO | Serial | 3 |  | WS/Facilities
50 | Building Management System | HVACCP-250 | Generic | Generic | 5 | 534 | HVACCP-250 | Active | Yes | HVACCP-250 | uuid://26a64616-7e8b-4682-b12c-c9f8a06d1f6e | {"asset":{"guid":"uuid://26a64616-7e8b-4682-b12c-c9f8a06d1f6e","site":"in-blr-ananta","name":"hvaccp-250"}} | EY-RC504F001 x 2 EY-GT103F001 x 1 EY-EM511F001 x 5 EY-EM512F001 x 6 | 54UI,27AO,27DO | Serial | 3 |  | WS/Facilities
51 | Building Management System | HVACCP-251 | Generic | Generic | 6 | 663 | HVACCP-251 | Active | Yes | HVACCP-251 | uuid://1c55640a-2517-4bfe-af5f-394207c29438 | {"asset":{"guid":"uuid://1c55640a-2517-4bfe-af5f-394207c29438","site":"in-blr-ananta","name":"hvaccp-251"}} | EY-RC504F001 x 2 EY-GT103F001 x 1 EY-EM511F001 x 8 EY-EM512F001 x 2 | 56UI,28AO,28DO | Serial | 3 |  | WS/Facilities
52 | Building Management System | HVACCP-252 | Generic | Generic | 6 | 675 | HVACCP-252 | Active | Yes | HVACCP-252 | uuid://f0e26e24-e421-4b35-9ccd-a5528bb01693 | {"asset":{"guid":"uuid://f0e26e24-e421-4b35-9ccd-a5528bb01693","site":"in-blr-ananta","name":"hvaccp-252"}} | EY-RC504F001 x 2 EY-GT103F001 x 1 EY-EM511F001 x 7 EY-EM512F001 x 4 | 58UI,29AO,29DO | Serial | 3 |  | WS/Facilities
53 | Building Management System | HVACCP-253 | Generic | Generic | 6 | 619 | HVACCP-253 | Active | Yes | HVACCP-253 | uuid://671e8d9e-c19c-4779-b76a-cb7aec6de5c5 | {"asset":{"guid":"uuid://671e8d9e-c19c-4779-b76a-cb7aec6de5c5","site":"in-blr-ananta","name":"hvaccp-253"}} | EY-RC504F001 x 2 EY-EM511F001 x 6 EY-EM512F001 x 4 | 52UI,26AO,26DO | Serial | 2 |  | WS/Facilities
54 | Building Management System | HVACCP-254 | Generic | Generic | 6 | 648 | HVACCP-254 | Active | Yes | HVACCP-254 | uuid://68112ab0-72be-46e7-8554-3ae30dce5144 | {"asset":{"guid":"uuid://68112ab0-72be-46e7-8554-3ae30dce5144","site":"in-blr-ananta","name":"hvaccp-254"}} | EY-RC504F001 x 2 EY-EM511F001 x 6 EY-EM512F001 x 4 | 52UI,26AO,26DO | Serial | 2 |  | WS/Facilities
55 | Building Management System | HVACCP-255 | Generic | Generic | 6 | 633 | HVACCP-255 | Active | Yes | HVACCP-255 | uuid://5e2b7222-46b5-42d9-a030-a1d82fe93cc7 | {"asset":{"guid":"uuid://5e2b7222-46b5-42d9-a030-a1d82fe93cc7","site":"in-blr-ananta","name":"hvaccp-255"}} | EY-RC504F001 x 2 EY-EM511F001 x 8 EY-EM512F001 x 2 | 56UI,28AO,28DO | Serial | 2 |  | WS/Facilities
56 | Building Management System | HVACCP-256 | Generic | Generic | 6 | 634 | HVACCP-256 | Active | Yes | HVACCP-256 | uuid://9235d6c3-947e-4278-8e01-c8ee7613ae17 | {"asset":{"guid":"uuid://9235d6c3-947e-4278-8e01-c8ee7613ae17","site":"in-blr-ananta","name":"hvaccp-256"}} | EY-RC504F001 x 2 EY-EM511F001 x 8 EY-EM512F001 x 2 | 56UI,28AO,28DO | Serial | 2 |  | WS/Facilities
57 | Building Management System | HVACCP-257 | Generic | Generic | 7 | 763 | HVACCP-257 | Active | Yes | HVACCP-257 | uuid://8adff7b1-f953-4cdd-9d54-d69668233261 | {"asset":{"guid":"uuid://8adff7b1-f953-4cdd-9d54-d69668233261","site":"in-blr-ananta","name":"hvaccp-257"}} | EY-RC504F001 x 2 EY-EM511F001 x 8 EY-EM512F001 x 2 | 56UI,28AO,28DO | Serial | 2 |  | WS/Facilities
58 | Building Management System | HVACCP-258 | Generic | Generic | 7 | 775 | HVACCP-258 | Active | Yes | HVACCP-258 | uuid://d98f1e49-df85-4a70-b463-49e99c6954db | {"asset":{"guid":"uuid://d98f1e49-df85-4a70-b463-49e99c6954db","site":"in-blr-ananta","name":"hvaccp-258"}} | EY-RC504F001 x 2 EY-EM511F001 x 8 EY-EM512F001 x 2 | 56UI,28AO,28DO | Serial | 2 |  | WS/Facilities
59 | Building Management System | HVACCP-259 | Generic | Generic | 7 | 719 | HVACCP-259 | Active | Yes | HVACCP-259 | uuid://5181c8b6-d8c0-45c0-82b8-1a5e3d0dd875 | {"asset":{"guid":"uuid://5181c8b6-d8c0-45c0-82b8-1a5e3d0dd875","site":"in-blr-ananta","name":"hvaccp-259"}} | EY-RC504F001 x 2 EY-EM511F001 x 6 EY-EM512F001 x 4 | 52UI,26AO,26DO | Serial | 2 |  | WS/Facilities
60 | Building Management System | HVACCP-260 | Generic | Generic | 7 | 748 | HVACCP-260 | Active | Yes | HVACCP-260 | uuid://b9c9d2d9-98b0-4835-a75c-a75d787726fc | {"asset":{"guid":"uuid://b9c9d2d9-98b0-4835-a75c-a75d787726fc","site":"in-blr-ananta","name":"hvaccp-260"}} | EY-RC504F001 x 2 EY-GT103F001 x 1 EY-EM511F001 x 5 EY-EM512F001 x 6 | 54UI,27AO,27DO | Serial | 3 |  | WS/Facilities
61 | Building Management System | HVACCP-261 | Generic | Generic | 7 | 733 | HVACCP-261 | Active | Yes | HVACCP-261 | uuid://a2fe2098-df75-4898-abef-1e60091995c5 | {"asset":{"guid":"uuid://a2fe2098-df75-4898-abef-1e60091995c5","site":"in-blr-ananta","name":"hvaccp-261"}} | EY-RC504F001 x 2 EY-EM511F001 x 8 EY-EM512F001 x 2 | 56UI,28AO,28DO | Serial | 2 |  | WS/Facilities
62 | Building Management System | HVACCP-262 | Generic | Generic | 7 | 734 | HVACCP-262 | Active | Yes | HVACCP-262 | uuid://22563fa5-07dd-40a8-91ee-779f69499c59 | {"asset":{"guid":"uuid://22563fa5-07dd-40a8-91ee-779f69499c59","site":"in-blr-ananta","name":"hvaccp-262"}} | EY-RC504F001 x 2 EY-GT103F001 x 1 EY-EM511F001 x 5 EY-EM512F001 x 6 | 54UI,27AO,27DO | Serial | 3 |  | WS/Facilities
63 | Building Management System | HVACCP-263 | Generic | Generic | 8 | 863 | HVACCP-263 | Active | Yes | HVACCP-263 | uuid://6caf6a9a-de42-471c-a984-e57fbb49d6de | {"asset":{"guid":"uuid://6caf6a9a-de42-471c-a984-e57fbb49d6de","site":"in-blr-ananta","name":"hvaccp-263"}} | EY-RC504F001 x 2 EY-GT103F001 x 1 EY-EM511F001 x 7 EY-EM512F001 x 4 | 58UI,29AO,29DO | Serial | 3 |  | WS/Facilities
64 | Building Management System | HVACCP-264 | Generic | Generic | 8 | 875 | HVACCP-264 | Active | Yes | HVACCP-264 | uuid://f05eac38-1578-44d1-9c5a-9203990f70e2 | {"asset":{"guid":"uuid://f05eac38-1578-44d1-9c5a-9203990f70e2","site":"in-blr-ananta","name":"hvaccp-264"}} | EY-RC504F001 x 2 EY-EM511F001 x 8 EY-EM512F001 x 2 | 56UI,28AO,28DO | Serial | 2 |  | WS/Facilities
65 | Building Management System | HVACCP-265 | Generic | Generic | 8 | 819 | HVACCP-265 | Active | Yes | HVACCP-265 | uuid://cd00cee3-e26f-4c6d-bf8d-e8d8f12f8427 | {"asset":{"guid":"uuid://cd00cee3-e26f-4c6d-bf8d-e8d8f12f8427","site":"in-blr-ananta","name":"hvaccp-265"}} | EY-RC504F001 x 2 EY-GT103F001 x 1 EY-EM511F001 x 5 EY-EM512F001 x 6 | 54UI,27AO,27DO | Serial | 3 |  | WS/Facilities
66 | Building Management System | HVACCP-266 | Generic | Generic | 8 | 848 | HVACCP-266 | Active | Yes | HVACCP-266 | uuid://d456842c-2170-4f63-8310-f9e9a74f2784 | {"asset":{"guid":"uuid://d456842c-2170-4f63-8310-f9e9a74f2784","site":"in-blr-ananta","name":"hvaccp-266"}} | EY-RC504F001 x 2 EY-EM511F001 x 6 EY-EM512F001 x 4 | 52UI,26AO,26DO | Serial | 2 |  | WS/Facilities
67 | Building Management System | HVACCP-267 | Generic | Generic | 8 | 833 | HVACCP-267 | Active | Yes | HVACCP-267 | uuid://4854a3f0-4c64-4085-a594-fc640299a268 | {"asset":{"guid":"uuid://4854a3f0-4c64-4085-a594-fc640299a268","site":"in-blr-ananta","name":"hvaccp-267"}} | EY-RC504F001 x 2 EY-GT103F001 x 1 EY-EM511F001 x 5 EY-EM512F001 x 6 | 54UI,27AO,27DO | Serial | 3 |  | WS/Facilities
68 | Building Management System | HVACCP-268 | Generic | Generic | 8 | 834 | HVACCP-268 | Active | Yes | HVACCP-268 | uuid://2f6094c4-13ed-4541-a605-38842468889e | {"asset":{"guid":"uuid://2f6094c4-13ed-4541-a605-38842468889e","site":"in-blr-ananta","name":"hvaccp-268"}} | EY-RC504F001 x 2 EY-EM511F001 x 8 EY-EM512F001 x 2 | 56UI,28AO,28DO | Serial | 2 |  | WS/Facilities
69 | Building Management System | HVACCP-269 | Generic | Generic | 9 | 963 | HVACCP-269 | Active | Yes | HVACCP-269 | uuid://33f00080-cd5c-4d68-a89c-b5ddee943ede | {"asset":{"guid":"uuid://33f00080-cd5c-4d68-a89c-b5ddee943ede","site":"in-blr-ananta","name":"hvaccp-269"}} | EY-RC504F001 x 2 EY-EM511F001 x 8 EY-EM512F001 x 2 | 56UI,28AO,28DO | Serial | 2 |  | WS/Facilities
70 | Building Management System | HVACCP-270 | Generic | Generic | 9 | 975 | HVACCP-270 | Active | Yes | HVACCP-270 | uuid://1c9785ca-2cdd-4939-a31c-7ff523935cc1 | {"asset":{"guid":"uuid://1c9785ca-2cdd-4939-a31c-7ff523935cc1","site":"in-blr-ananta","name":"hvaccp-270"}} | EY-RC504F001 x 2 EY-EM511F001 x 8 EY-EM512F001 x 2 | 56UI,28AO,28DO | Serial | 2 |  | WS/Facilities
71 | Building Management System | HVACCP-271 | Generic | Generic | 9 | 919 | HVACCP-271 | Active | Yes | HVACCP-271 | uuid://806d4e5e-4871-45c3-9a43-68ca3538b04b | {"asset":{"guid":"uuid://806d4e5e-4871-45c3-9a43-68ca3538b04b","site":"in-blr-ananta","name":"hvaccp-271"}} | EY-RC504F001 x 2 EY-GT103F001 x 1 EY-EM511F001 x 5 EY-EM512F001 x 6 | 54UI,27AO,27DO | Serial | 3 |  | WS/Facilities
72 | Building Management System | HVACCP-272 | Generic | Generic | 9 | 948 | HVACCP-272 | Active | Yes | HVACCP-272 | uuid://00f1fa1c-b5cb-4e98-923b-8b34f5f89304 | {"asset":{"guid":"uuid://00f1fa1c-b5cb-4e98-923b-8b34f5f89304","site":"in-blr-ananta","name":"hvaccp-272"}} | EY-RC504F001 x 2 EY-GT103F001 x 1 EY-EM511F001 x 5 EY-EM512F001 x 6 | 54UI,27AO,27DO | Serial | 3 |  | WS/Facilities
73 | Building Management System | HVACCP-273 | Generic | Generic | 9 | 948 | HVACCP-273 | Active | Yes | HVACCP-273 | uuid://d96dacb7-6612-4191-ac51-8bb5a7634a74 | {"asset":{"guid":"uuid://d96dacb7-6612-4191-ac51-8bb5a7634a74","site":"in-blr-ananta","name":"hvaccp-273"}} | EY-RC504F001 x 2 EY-EM511F001 x 8 EY-EM512F001 x 2 | 56UI,28AO,28DO | Serial | 2 |  | WS/Facilities
74 | Building Management System | HVACCP-274 | Generic | Generic | 9 | 934 | HVACCP-274 | Active | Yes | HVACCP-274 | uuid://cdb0a82c-4224-4374-80d0-58048f84c0a1 | {"asset":{"guid":"uuid://cdb0a82c-4224-4374-80d0-58048f84c0a1","site":"in-blr-ananta","name":"hvaccp-274"}} | EY-RC504F001 x 2 EY-EM511F001 x 8 EY-EM512F001 x 2 | 56UI,28AO,28DO | Serial | 2 |  | WS/Facilities
75 | Building Management System | HVACCP-275 | Generic | Generic | 10 |  | HVACCP-275 | Active | Yes | HVACCP-275 | uuid://8426df91-575f-4ced-8cb5-e50337cd805b | {"asset":{"guid":"uuid://8426df91-575f-4ced-8cb5-e50337cd805b","site":"in-blr-ananta","name":"hvaccp-275"}} | EY-RC504F001 x 2 EY-GT103F001 x 1 EY-EM511F001 x 7 EY-EM512F001 x 4 | 58UI,29AO,29DO | Serial | 3 |  | WS/Facilities
76 | Building Management System | HVACCP-276 | Generic | Generic | 10 |  | HVACCP-276 | Active | Yes | HVACCP-276 | uuid://1ba70eb1-4bbe-4569-bd8c-0617fe5f21c1 | {"asset":{"guid":"uuid://1ba70eb1-4bbe-4569-bd8c-0617fe5f21c1","site":"in-blr-ananta","name":"hvaccp-276"}} | EY-RC504F001 x 2 EY-GT103F001 x 1 EY-EM511F001 x 7 EY-EM512F001 x 4 | 58UI,29AO,29DO | Serial | 3 |  | WS/Facilities
77 | Building Management System | HVACCP-277 | Generic | Generic | 10 |  | HVACCP-277 | Active | Yes | HVACCP-277 | uuid://529ed076-d748-41fd-8575-b2f7e4fbfdb7 | {"asset":{"guid":"uuid://529ed076-d748-41fd-8575-b2f7e4fbfdb7","site":"in-blr-ananta","name":"hvaccp-277"}} | EY-RC504F001 x 2 EY-EM511F001 x 6 EY-EM512F001 x 4 | 52UI,26AO,26DO | Serial | 2 |  | WS/Facilities
78 | Building Management System | HVACCP-278 | Generic | Generic | 10 |  | HVACCP-278 | Active | Yes | HVACCP-278 | uuid://9927e6d3-2576-48e4-97e7-679e893d6791 | {"asset":{"guid":"uuid://9927e6d3-2576-48e4-97e7-679e893d6791","site":"in-blr-ananta","name":"hvaccp-278"}} | EY-RC504F001 x 2 EY-EM511F001 x 6 EY-EM512F001 x 4 | 52UI,26AO,26DO | Serial | 2 |  | WS/Facilities
79 | Building Management System | HVACCP-279 | Generic | Generic | 10 |  | HVACCP-279 | Active | Yes | HVACCP-279 | uuid://aef7fd4d-c997-4027-a233-9b8a54a3d2c3 | {"asset":{"guid":"uuid://aef7fd4d-c997-4027-a233-9b8a54a3d2c3","site":"in-blr-ananta","name":"hvaccp-279"}} | EY-RC504F001 x 2 EY-GT103F001 x 1 EY-EM511F001 x 6 EY-EM512F001 x 4 | 52UI,26AO,26DO | Serial | 3 |  | WS/Facilities
80 | Building Management System | HVACCP-280 | Generic | Generic | 10 |  | HVACCP-280 | Active | Yes | HVACCP-280 | uuid://f1f0a90a-8edd-4250-9b5b-cfdf59f34e7c | {"asset":{"guid":"uuid://f1f0a90a-8edd-4250-9b5b-cfdf59f34e7c","site":"in-blr-ananta","name":"hvaccp-280"}} | EY-RC504F001 x 2 EY-EM511F001 x 8 EY-EM512F001 x 2 | 56UI,28AO,28DO | Serial | 2 |  | WS/Facilities
81 | Building Management System | HVACCP-281 | Generic | Generic | 11 |  | HVACCP-281 | Active | Yes | HVACCP-281 | uuid://316ef8e3-cacc-4d08-b9eb-44881ce0a840 | {"asset":{"guid":"uuid://316ef8e3-cacc-4d08-b9eb-44881ce0a840","site":"in-blr-ananta","name":"hvaccp-281"}} | EY-RC504F001 x 2 EY-GT103F001 x 1 EY-EM511F001 x 8 EY-EM512F001 x 3 | 60UI,30AO,30DO | Serial | 3 |  | WS/Facilities
82 | Building Management System | HVACCP-282 | Generic | Generic | 11 |  | HVACCP-282 | Active | Yes | HVACCP-282 | uuid://01b2d4a8-c812-4922-84c9-800b4dbc68f1 | {"asset":{"guid":"uuid://01b2d4a8-c812-4922-84c9-800b4dbc68f1","site":"in-blr-ananta","name":"hvaccp-282"}} | EY-RC504F001 x 2 EY-GT103F001 x 1 EY-EM511F001 x 8 EY-EM512F001 x 3 | 60UI,30AO,30DO | Serial | 3 |  | WS/Facilities
83 | Building Management System | HVACCP-283 | Generic | Generic | 11 |  | HVACCP-283 | Active | Yes | HVACCP-283 | uuid://5caf32af-73f8-424b-bf77-7be0b427cc5e | {"asset":{"guid":"uuid://5caf32af-73f8-424b-bf77-7be0b427cc5e","site":"in-blr-ananta","name":"hvaccp-283"}} | EY-RC504F001 x 2 EY-EM511F001 x 5 EY-EM512F001 x 6 | 54UI,27AO,27DO | Serial | 2 |  | WS/Facilities
84 | Building Management System | HVACCP-284 | Generic | Generic | 11 |  | HVACCP-284 | Active | Yes | HVACCP-284 | uuid://db864793-6da2-4546-8fb0-eeafce4c6256 | {"asset":{"guid":"uuid://db864793-6da2-4546-8fb0-eeafce4c6256","site":"in-blr-ananta","name":"hvaccp-284"}} | EY-RC504F001 x 2 EY-EM511F001 x 5 EY-EM512F001 x 6 | 54UI,27AO,27DO | Serial | 2 |  | WS/Facilities
85 | Building Management System | HVACCP-285 | Generic | Generic | 11 |  | HVACCP-285 | Active | Yes | HVACCP-285 | uuid://a76b4d21-1631-4566-92ba-62c2ff113dba | {"asset":{"guid":"uuid://a76b4d21-1631-4566-92ba-62c2ff113dba","site":"in-blr-ananta","name":"hvaccp-285"}} | EY-RC504F001 x 2 EY-GT103F001 x 1 EY-EM511F001 x 8 EY-EM512F001 x 2 | 56UI,28AO,28DO | Serial | 3 |  | WS/Facilities
86 | Building Management System | HVACCP-286 | Generic | Generic | 11 |  | HVACCP-286 | Active | Yes | HVACCP-286 | uuid://38c003a6-d4f7-4a2b-9fdc-f64bfd63ee1f | {"asset":{"guid":"uuid://38c003a6-d4f7-4a2b-9fdc-f64bfd63ee1f","site":"in-blr-ananta","name":"hvaccp-286"}} | EY-RC504F001 x 2 EY-EM511F001 x 7 EY-EM512F001 x 4 | 58UI,29AO,29DO | Serial | 2 |  | WS/Facilities
87 | Building Management System | HVACCP-287 | Generic | Generic | Roof |  | HVACCP-287 | Active | Yes | HVACCP-287 | uuid://aa8397e0-3456-4738-b0b5-963fada9d9c1 | {"asset":{"guid":"uuid://aa8397e0-3456-4738-b0b5-963fada9d9c1","site":"in-blr-ananta","name":"hvaccp-287"}} | EY-RC504F001 x 2 EY-EM510F001 x 24 EY-EM512F001 x 3 | 156UI,78AO,150DO | Serial | 2 |  | WS/Facilities
88 | Building Management System | HVACCP-288 | Generic | Generic | Roof |  | HVACCP-288 | Active | Yes | HVACCP-288 | uuid://1b8bff91-6b2c-4ed6-a789-37cd9e98a890 | {"asset":{"guid":"uuid://1b8bff91-6b2c-4ed6-a789-37cd9e98a890","site":"in-blr-ananta","name":"hvaccp-288"}} | EY-RC504F001 x 2 EY-GT103F001 x 2 EY-EM510F001 x 14 | 84UI,42AO,84DO | Serial | 4 |  | WS/Facilities
89 | Building Management System | HVACCP-289 | Generic | Generic | Roof |  | HVACCP-289 | Active | Yes | HVACCP-289 | uuid://0da954be-523d-43a6-9055-f21940fedcd5 | {"asset":{"guid":"uuid://0da954be-523d-43a6-9055-f21940fedcd5","site":"in-blr-ananta","name":"hvaccp-289"}} | EY-RC504F001 x 1 EY-EM510F001 x 11 EY-EM512F001 x 3 | 78UI,39AO,72DO | Serial | 1 |  | WS/Facilities
90 | Building Management System | HVACCP-290 | Generic | Generic | Roof |  | HVACCP-290 | Active | Yes | HVACCP-290 | uuid://0f7ade39-596c-44d5-93c4-e953332e3067 | {"asset":{"guid":"uuid://0f7ade39-596c-44d5-93c4-e953332e3067","site":"in-blr-ananta","name":"hvaccp-290"}} | EY-RC504F001 x 1 EY-EM510F001 x 15 | 90UI,45AO,90DO | Serial | 1 |  | WS/Facilities
91 | Building Management System | HVACCP-291 | Generic | Generic | Roof |  | HVACCP-291 | Active | Yes | HVACCP-291 | uuid://b49cfa1a-bac5-4dae-a337-530dbf997873 | {"asset":{"guid":"uuid://b49cfa1a-bac5-4dae-a337-530dbf997873","site":"in-blr-ananta","name":"hvaccp-291"}} | EY-RC504F001 x 2 EY-EM510F001 x 15 EY-EM512F001 x 4 | 106UI,53AO,98DO | Serial | 2 |  | WS/Facilities
92 | Building Management System | HVACCP-292 | Generic | Generic | Roof |  | HVACCP-292 | Active | Yes | HVACCP-292 | uuid://e6f0be56-b3cf-4129-bfdc-51e6fa7c592d | {"asset":{"guid":"uuid://e6f0be56-b3cf-4129-bfdc-51e6fa7c592d","site":"in-blr-ananta","name":"hvaccp-292"}} | EY-RC504F001 x 2 EY-EM510F001 x 12 EY-EM512F001 x 6 | 96UI,48AO,84DO | Serial | 2 |  | WS/Facilities
93 | Building Management System | HVACCP-293 | Generic | Generic | Roof |  | HVACCP-293 | Active | Yes | HVACCP-293 | uuid://3dcb5daf-488d-4f37-9b2a-f60a65dddbdc | {"asset":{"guid":"uuid://3dcb5daf-488d-4f37-9b2a-f60a65dddbdc","site":"in-blr-ananta","name":"hvaccp-293"}} | EY-RC504F001 x 2 EY-GT103F001 x 1 EY-EM510F001 x 15 EY-EM512F001 x 3 | 102UI,51AO,96DO | Serial | 3 |  | WS/Facilities
94 | Building Management System | HVACCP-294 | Generic | Generic | M |  | HVACCP-294 | Active | Yes | HVACCP-294 | uuid://855b1620-f7d6-4393-a91d-f6dc482d6e23 | {"asset":{"guid":"uuid://855b1620-f7d6-4393-a91d-f6dc482d6e23","site":"in-blr-ananta","name":"hvaccp-294"}} | EY-RC504F001 x 1 EY-GT103F001 x 1 EY-EM510F001 x 14 EY-EM512F001 x 2 | 92UI,46AO,88DO | Serial | 3 |  | WS/Facilities
95 | Building Management System | HVACCP-295 | Generic | Generic | M |  | HVACCP-295 | Active | Yes | HVACCP-295 | uuid://44ee5ea8-71c8-41a1-baf5-42a06e4d1de5 | {"asset":{"guid":"uuid://44ee5ea8-71c8-41a1-baf5-42a06e4d1de5","site":"in-blr-ananta","name":"hvaccp-295"}} | EY-RC504F001 x 2 EY-GT103F001 x 1 EY-EM510F001 x 13 EY-EM512F001 x 5 | 98UI,49AO,88DO | Serial | 3 |  | WS/Facilities
96 | Building Management System | HVACCP-296 | Generic | Generic | M |  | HVACCP-296 | Active | Yes | HVACCP-296 | uuid://75eae645-d0ca-4c3e-ad8f-d8a090f2b375 | {"asset":{"guid":"uuid://75eae645-d0ca-4c3e-ad8f-d8a090f2b375","site":"in-blr-ananta","name":"hvaccp-296"}} | EY-RC504F001 x 2 EY-EM510F001 x 16 EY-EM512F001 x 6 | 120UI,49AO,88DO | Serial | 2 |  | WS/Facilities
97 | Building Management System | HVACCP-1 | Generic | Generic | B3 |  | HVACCP-1 | Active | Yes | HVACCP-1 | uuid://158a3fea-736c-4210-ab7e-661309bbb16e | {"asset":{"guid":"uuid://158a3fea-736c-4210-ab7e-661309bbb16e","site":"in-blr-ananta","name":"hvaccp-1"}} | G5CE x 1 OFHI x 1 SE6166SP x 1 | 16UI,6AO,6DO | Serial | 2 |  | WS/Facilities
98 | Building Management System | HVACCP-2 | Generic | Generic | B3 |  | HVACCP-2 | Active | Yes | HVACCP-2 | uuid://b77b03ec-31c5-4279-8bb7-213a9161f2af | {"asset":{"guid":"uuid://b77b03ec-31c5-4279-8bb7-213a9161f2af","site":"in-blr-ananta","name":"hvaccp-2"}} | G5CE x 1 SE6166SP x 2 | 32UI,12AO,12DO | Serial | 1 |  | WS/Facilities
99 | Building Management System | HVACCP-3 | Generic | Generic | B2 |  | HVACCP-3 | Active | Yes | HVACCP-3 | uuid://15269ddd-3e08-42ee-b9fa-7f72fd2e8b15 | {"asset":{"guid":"uuid://15269ddd-3e08-42ee-b9fa-7f72fd2e8b15","site":"in-blr-ananta","name":"hvaccp-3"}} | G5CE x 1 SE6166SP x 1 | 16UI,6AO,6DO | Serial | 1 |  | WS/Facilities
100 | Building Management System | HVACCP-4 | Generic | Generic | B2 |  | HVACCP-4 | Active | Yes | HVACCP-4 | uuid://3424ca58-43e3-4bb4-b686-0e8b8a21e436 | {"asset":{"guid":"uuid://3424ca58-43e3-4bb4-b686-0e8b8a21e436","site":"in-blr-ananta","name":"hvaccp-4"}} | G5CE x 1 OFHI x 1 SE6166SP x 2 | 32UI,12AO,12DO | Serial | 2 |  | WS/Facilities
101 | Building Management System | HVACCP-5 | Generic | Generic | B1 |  | HVACCP-5 | Active | Yes | HVACCP-5 | uuid://1d18c1e7-5095-47c7-a720-e99c26e1dd66 | {"asset":{"guid":"uuid://1d18c1e7-5095-47c7-a720-e99c26e1dd66","site":"in-blr-ananta","name":"hvaccp-5"}} | G5CE x 1 SE6166SP x 2 | 32UI,12AO,12DO | Serial | 1 |  | WS/Facilities
102 | Building Management System | HVACCP-6 | Generic | Generic | B1 |  | HVACCP-6 | Active | Yes | HVACCP-6 | uuid://f1cc6925-6a2e-42e4-aed6-c4c8950f9bc2 | {"asset":{"guid":"uuid://f1cc6925-6a2e-42e4-aed6-c4c8950f9bc2","site":"in-blr-ananta","name":"hvaccp-6"}} | G5CE x 1 OFHI x 2 SE6166SP x 3 | 48UI,18AO,18DO | Serial | 3 |  | WS/Facilities
103 | Building Management System | HVACCP-7 | Generic | Generic | G | G63 | HVACCP-7 | Active | Yes | HVACCP-7 | uuid://c50baed3-0e07-4ca7-8a1e-237190a58016 | {"asset":{"guid":"uuid://c50baed3-0e07-4ca7-8a1e-237190a58016","site":"in-blr-ananta","name":"hvaccp-7"}} | G5CE x 1 OFHI x 1 SE6166SP x 4 SE6104SP x 1 | 74UI,28AO,30DO | Serial | 2 |  | WS/Facilities
104 | Building Management System | HVACCP-8 | Generic | Generic | G | GI46 | HVACCP-8 | Active | Yes | HVACCP-8 | uuid://1a21adca-650e-4a97-899c-ac13272cb750 | {"asset":{"guid":"uuid://1a21adca-650e-4a97-899c-ac13272cb750","site":"in-blr-ananta","name":"hvaccp-8"}} | G5CE x 1 SE6166SP x 1 | 16UI,6AO,6DO | Serial | 1 |  | WS/Facilities
105 | Building Management System | HVACCP-9 | Generic | Generic | G | CG55 | HVACCP-9 | Active | Yes | HVACCP-9 | uuid://d415a1d0-38d2-465a-a031-ee421f72aa36 | {"asset":{"guid":"uuid://d415a1d0-38d2-465a-a031-ee421f72aa36","site":"in-blr-ananta","name":"hvaccp-9"}} | G5CE x 1 SE6166SP x 3 SE6104SP x 1 | 58UI,22AO,24DO | Serial | 1 |  | WS/Facilities
106 | Building Management System | HVACCP-10 | Generic | Generic | G | GA7 | HVACCP-10 | Active | Yes | HVACCP-10 | uuid://4487c7eb-d951-444b-a031-d445ed4f99fe | {"asset":{"guid":"uuid://4487c7eb-d951-444b-a031-d445ed4f99fe","site":"in-blr-ananta","name":"hvaccp-10"}} | G5CE x 1 OFHI x 1 SE6166SP x 1 SE6104SP x 2 | 36UI,14AO,18DO | Serial | 1 |  | WS/Facilities
107 | Building Management System | HVACCP-11 | Generic | Generic | G | GI46 | HVACCP-11 | Active | Yes | HVACCP-11 | uuid://f688ba02-a1e9-475c-891b-8d26b3b5daf1 | {"asset":{"guid":"uuid://f688ba02-a1e9-475c-891b-8d26b3b5daf1","site":"in-blr-ananta","name":"hvaccp-11"}} | G5CE x 1 SE6166SP x 1 SE6104SP x 1 | 26UI,10AO,12DO | Serial | 1 |  | WS/Facilities
108 | Building Management System | HVACCP-12 | Generic | Generic | G | GI46 | HVACCP-12 | Active | Yes | HVACCP-12 | uuid://86d7c503-67da-41c7-9a7b-1bf404750b49 | {"asset":{"guid":"uuid://86d7c503-67da-41c7-9a7b-1bf404750b49","site":"in-blr-ananta","name":"hvaccp-12"}} | OFHI x 2 SE6166SP x 3 | 48UI,18AO,18DO | Serial | 2 |  | WS/Facilities
109 | Building Management System | HVACCP-13 | Generic | Generic | G | GI46 | HVACCP-13 | Active | Yes | HVACCP-13 | uuid://8a4e2b7f-ebd2-48cd-85ed-db89918b40b4 | {"asset":{"guid":"uuid://8a4e2b7f-ebd2-48cd-85ed-db89918b40b4","site":"in-blr-ananta","name":"hvaccp-13"}} | G5CE x 1 |  | Serial | 1 |  | WS/Facilities
110 | Building Management System | HVACCP-14 | Generic | Generic | G | GI46 | HVACCP-14 | Active | Yes | HVACCP-14 | uuid://49df1c70-0fb6-4554-b088-88882ec234a3 | {"asset":{"guid":"uuid://49df1c70-0fb6-4554-b088-88882ec234a3","site":"in-blr-ananta","name":"hvaccp-14"}} | G5CE x 1 OFHI x 1 SE6166SP x 2 SE6104SP x 1 | 42UI,16AO,18DO | Serial | 2 |  | WS/Facilities
111 | Building Management System | HVACCP-15 | Generic | Generic | 1 | 163 | HVACCP-15 | Active | Yes | HVACCP-15 | uuid://6bedd5a8-7761-43e7-9552-ce111c9df5d4 | {"asset":{"guid":"uuid://6bedd5a8-7761-43e7-9552-ce111c9df5d4","site":"in-blr-ananta","name":"hvaccp-15"}} | G5CE x 2 SE6166SP x 1 SE6104SP x 2 | 36UI,14AO,18DO | Serial | 2 |  | WS/Facilities
112 | Building Management System | HVACCP-16 | Generic | Generic | 1 | 1C44 | HVACCP-16 | Active | Yes | HVACCP-16 | uuid://c78563b5-7d4b-4942-bbc2-da0fd9108cbe | {"asset":{"guid":"uuid://c78563b5-7d4b-4942-bbc2-da0fd9108cbe","site":"in-blr-ananta","name":"hvaccp-16"}} | G5CE x 1 OFHI x 1 SE6166SP x 2 | 32UI,12AO,12DO | Serial | 2 |  | WS/Facilities
113 | Building Management System | HVACCP-17 | Generic | Generic | 1 | 1D96 | HVACCP-17 | Active | Yes | HVACCP-17 | uuid://424dcc97-931f-447a-95d2-fd325aa80a3e | {"asset":{"guid":"uuid://424dcc97-931f-447a-95d2-fd325aa80a3e","site":"in-blr-ananta","name":"hvaccp-17"}} | G5CE x 1 SE6166SP x 1 SE6104SP x 1 | 26UI,10AO,12DO | Serial | 1 |  | WS/Facilities
114 | Building Management System | HVACCP-18 | Generic | Generic | 1 | 163 | HVACCP-18 | Active | Yes | HVACCP-18 | uuid://8dca5a90-a4c7-4713-88c6-76ebbbb14c68 | {"asset":{"guid":"uuid://8dca5a90-a4c7-4713-88c6-76ebbbb14c68","site":"in-blr-ananta","name":"hvaccp-18"}} | G5CE x 2 SE6166SP x 2 | 32UI,12AO,12DO | Serial | 2 |  | WS/Facilities
115 | Building Management System | HVACCP-19 | Generic | Generic | 1 | 1A31 | HVACCP-19 | Active | Yes | HVACCP-19 | uuid://a777b265-8488-4071-9be2-45f71fee834d | {"asset":{"guid":"uuid://a777b265-8488-4071-9be2-45f71fee834d","site":"in-blr-ananta","name":"hvaccp-19"}} | G5CE x 2 SE6166SP x 3 | 48UI,18AO,18DO | Serial | 2 |  | WS/Facilities
116 | Building Management System | HVACCP-20 | Generic | Generic | 1 | 1B27 | HVACCP-20 | Active | Yes | HVACCP-20 | uuid://fffa4762-b191-4fdb-9ac3-f1e6438d50e7 | {"asset":{"guid":"uuid://fffa4762-b191-4fdb-9ac3-f1e6438d50e7","site":"in-blr-ananta","name":"hvaccp-20"}} | G5CE x 2 SE6166SP x 2 SE6104SP x 1 | 42UI,16AO,18DO | Serial | 2 |  | WS/Facilities
117 | Building Management System | HVACCP-21 | Generic | Generic | 1 | 263 | HVACCP-21 | Active | Yes | HVACCP-21 | uuid://096e921b-f2fe-494b-af88-0c3bc36d0ac1 | {"asset":{"guid":"uuid://096e921b-f2fe-494b-af88-0c3bc36d0ac1","site":"in-blr-ananta","name":"hvaccp-21"}} | G5CE x 1 OFHI x 1 SE6166SP x 2 | 32UI,12AO,12DO | Serial | 2 |  | WS/Facilities
118 | Building Management System | HVACCP-22 | Generic | Generic | 2 | 219 | HVACCP-22 | Active | Yes | HVACCP-22 | uuid://40e124f5-d5e9-47e8-a073-26e8c08ac326 | {"asset":{"guid":"uuid://40e124f5-d5e9-47e8-a073-26e8c08ac326","site":"in-blr-ananta","name":"hvaccp-22"}} | G5CE x 2 SE6166SP x 2 SE6104SP x 1 | 42UI,16AO,18DO | Serial | 2 |  | WS/Facilities
119 | Building Management System | HVACCP-23 | Generic | Generic | 2 | 248 | HVACCP-23 | Active | Yes | HVACCP-23 | uuid://784e8e75-b5fc-40c7-bc53-e0abcf4575c8 | {"asset":{"guid":"uuid://784e8e75-b5fc-40c7-bc53-e0abcf4575c8","site":"in-blr-ananta","name":"hvaccp-23"}} | G5CE x 2 SE6166SP x 2 SE6104SP x 1 | 42UI,16AO,18DO | Serial | 2 |  | WS/Facilities
120 | Building Management System | HVACCP-24 | Generic | Generic | 2 | 275 | HVACCP-24 | Active | Yes | HVACCP-24 | uuid://5b8c6b71-c77a-4776-bcf4-398688d230e3 | {"asset":{"guid":"uuid://5b8c6b71-c77a-4776-bcf4-398688d230e3","site":"in-blr-ananta","name":"hvaccp-24"}} | G5CE x 2 SE6166SP x 2 | 32UI,12AO,12DO | Serial | 2 |  | WS/Facilities
121 | Building Management System | HVACCP-25 | Generic | Generic | 2 | 234 | HVACCP-25 | Active | Yes | HVACCP-25 | uuid://10c92143-66e3-43cb-88d4-90c1d3b93bcd | {"asset":{"guid":"uuid://10c92143-66e3-43cb-88d4-90c1d3b93bcd","site":"in-blr-ananta","name":"hvaccp-25"}} | G5CE x 1 OFHI x 1 SE6166SP x 2 SE6104SP x 1 | 42UI,16AO,18DO | Serial | 2 |  | WS/Facilities
122 | Building Management System | HVACCP-26 | Generic | Generic | 2 | 233 | HVACCP-26 | Active | Yes | HVACCP-26 | uuid://95cc9195-2236-498e-a95e-1e5a9fdb1538 | {"asset":{"guid":"uuid://95cc9195-2236-498e-a95e-1e5a9fdb1538","site":"in-blr-ananta","name":"hvaccp-26"}} | G5CE x 2 SE6166SP x 2 | 32UI,12AO,12DO | Serial | 2 |  | WS/Facilities
123 | Building Management System | HVACCP-27 | Generic | Generic | 3 | 363 | HVACCP-27 | Active | Yes | HVACCP-27 | uuid://ff3a4a1b-422c-4a93-b5a9-79f74fda87c0 | {"asset":{"guid":"uuid://ff3a4a1b-422c-4a93-b5a9-79f74fda87c0","site":"in-blr-ananta","name":"hvaccp-27"}} | G5CE x 1 OFHI x 2 |  | Serial | 3 |  | WS/Facilities
124 | Building Management System | HVACCP-28 | Generic | Generic | 3 | 363 | HVACCP-28 | Active | Yes | HVACCP-28 | uuid://6df1ae25-561c-43b9-b64d-a80107516906 | {"asset":{"guid":"uuid://6df1ae25-561c-43b9-b64d-a80107516906","site":"in-blr-ananta","name":"hvaccp-28"}} | G5CE x 1 SE6166SP x 1 | 16UI,6AO,6DO | Serial | 1 |  | WS/Facilities
125 | Building Management System | HVACCP-29 | Generic | Generic | 3 | 319 | HVACCP-29 | Active | Yes | HVACCP-29 | uuid://1a38bbf1-207c-4d53-9958-b1b9e56180c0 | {"asset":{"guid":"uuid://1a38bbf1-207c-4d53-9958-b1b9e56180c0","site":"in-blr-ananta","name":"hvaccp-29"}} | G5CE x 2 SE6166SP x 1 SE6104SP x 1 | 26UI,10AO,12DO | Serial | 2 |  | WS/Facilities
126 | Building Management System | HVACCP-30 | Generic | Generic | 3 | 348 | HVACCP-30 | Active | Yes | HVACCP-30 | uuid://4ea1f795-a066-4793-bbb9-ce8acfb2ea74 | {"asset":{"guid":"uuid://4ea1f795-a066-4793-bbb9-ce8acfb2ea74","site":"in-blr-ananta","name":"hvaccp-30"}} | G5CE x 1 OFHI x 1 SE6166SP x 3 SE6104SP x 1 | 58UI,22AO,24DO | Serial | 2 |  | WS/Facilities
127 | Building Management System | HVACCP-31 | Generic | Generic | 3 | 375 | HVACCP-31 | Active | Yes | HVACCP-31 | uuid://82af4585-1fb2-478f-acaa-7227c60f6998 | {"asset":{"guid":"uuid://82af4585-1fb2-478f-acaa-7227c60f6998","site":"in-blr-ananta","name":"hvaccp-31"}} | G5CE x 2 SE6166SP x 2 | 32UI,12AO,12DO | Serial | 2 |  | WS/Facilities
128 | Building Management System | HVACCP-32 | Generic | Generic | 3 | 334 | HVACCP-32 | Active | Yes | HVACCP-32 | uuid://3a0a576b-24fd-4320-93f2-afb358894653 | {"asset":{"guid":"uuid://3a0a576b-24fd-4320-93f2-afb358894653","site":"in-blr-ananta","name":"hvaccp-32"}} | G5CE x 2 SE6166SP x 2 SE6104SP x 1 | 42UI,16AO,18DO | Serial | 2 |  | WS/Facilities
129 | Building Management System | HVACCP-33 | Generic | Generic | 3 | 333 | HVACCP-33 | Active | Yes | HVACCP-33 | uuid://fc0359ce-26cd-4f33-ab49-7e466a4898d8 | {"asset":{"guid":"uuid://fc0359ce-26cd-4f33-ab49-7e466a4898d8","site":"in-blr-ananta","name":"hvaccp-33"}} | G5CE x 1 OFHI x 1 SE6166SP x 3 SE6104SP x 1 | 58UI,22AO,24DO | Serial | 2 |  | WS/Facilities
130 | Building Management System | HVACCP-34 | Generic | Generic | 4 | 4C35 | HVACCP-34 | Active | Yes | HVACCP-34 | uuid://89c23e7b-23e3-4588-9fe9-99fbcc509bb6 | {"asset":{"guid":"uuid://89c23e7b-23e3-4588-9fe9-99fbcc509bb6","site":"in-blr-ananta","name":"hvaccp-34"}} | G5CE x 2 OFHI x 1 SE6166SP x 2 | 32UI,12AO,12DO | Serial | 3 |  | WS/Facilities
131 | Building Management System | HVACCP-35 | Generic | Generic | 4 | 419 | HVACCP-35 | Active | Yes | HVACCP-35 | uuid://f71ea233-3548-43bf-92db-6364f775cd20 | {"asset":{"guid":"uuid://f71ea233-3548-43bf-92db-6364f775cd20","site":"in-blr-ananta","name":"hvaccp-35"}} | G5CE x 2 SE6166SP x 2 | 32UI,12AO,12DO | Serial | 2 |  | WS/Facilities
132 | Building Management System | HVACCP-36 | Generic | Generic | 4 | 448 | HVACCP-36 | Active | Yes | HVACCP-36 | uuid://13447c16-057a-40db-8fb4-af3ec088cde1 | {"asset":{"guid":"uuid://13447c16-057a-40db-8fb4-af3ec088cde1","site":"in-blr-ananta","name":"hvaccp-36"}} | G5CE x 2 SE6166SP x 2 SE6104SP x 1 | 42UI,16AO,18DO | Serial | 2 |  | WS/Facilities
133 | Building Management System | HVACCP-37 | Generic | Generic | 4 | 475 | HVACCP-37 | Active | Yes | HVACCP-37 | uuid://579fe1b2-bafe-473c-bfde-37355d0aaeed | {"asset":{"guid":"uuid://579fe1b2-bafe-473c-bfde-37355d0aaeed","site":"in-blr-ananta","name":"hvaccp-37"}} | G5CE x 2 SE6166SP x 2 | 32UI,12AO,12DO | Serial | 2 |  | WS/Facilities
134 | Building Management System | HVACCP-38 | Generic | Generic | 4 | 434 | HVACCP-38 | Active | Yes | HVACCP-38 | uuid://28d4e350-3cc3-4c08-a446-6561afd8605e | {"asset":{"guid":"uuid://28d4e350-3cc3-4c08-a446-6561afd8605e","site":"in-blr-ananta","name":"hvaccp-38"}} | G5CE x 2 SE6166SP x 3 SE6104SP x 1 | 58UI,22AO,24DO | Serial | 2 |  | WS/Facilities
135 | Building Management System | HVACCP-39 | Generic | Generic | 4 | 433 | HVACCP-39 | Active | Yes | HVACCP-39 | uuid://0a4e94cd-6317-4950-8756-38c1c913b9b9 | {"asset":{"guid":"uuid://0a4e94cd-6317-4950-8756-38c1c913b9b9","site":"in-blr-ananta","name":"hvaccp-39"}} | G5CE x 2 SE6166SP x 2 | 32UI,12AO,12DO | Serial | 2 |  | WS/Facilities
136 | Building Management System | HVACCP-40 | Generic | Generic | 5 | 563 | HVACCP-40 | Active | Yes | HVACCP-40 | uuid://031d97be-cac6-41fa-adcd-0a8d2ed04075 | {"asset":{"guid":"uuid://031d97be-cac6-41fa-adcd-0a8d2ed04075","site":"in-blr-ananta","name":"hvaccp-40"}} | G5CE x 2 OFHI x 2 SE6166SP x 2 | 32UI,12AO,12DO | Serial | 4 |  | WS/Facilities
137 | Building Management System | HVACCP-41 | Generic | Generic | 5 | 519 | HVACCP-41 | Active | Yes | HVACCP-41 | uuid://eef3117e-16dd-4124-91da-d2de8ad542d2 | {"asset":{"guid":"uuid://eef3117e-16dd-4124-91da-d2de8ad542d2","site":"in-blr-ananta","name":"hvaccp-41"}} | G5CE x 2 SE6166SP x 2 | 32UI,12AO,12DO | Serial | 2 |  | WS/Facilities
138 | Building Management System | HVACCP-42 | Generic | Generic | 5 | 548 | HVACCP-42 | Active | Yes | HVACCP-42 | uuid://d54441dd-ac8a-4c75-a704-e91cc3c7c04e | {"asset":{"guid":"uuid://d54441dd-ac8a-4c75-a704-e91cc3c7c04e","site":"in-blr-ananta","name":"hvaccp-42"}} | G5CE x 2 SE6166SP x 2 SE6104SP x 1 | 42UI,16AO,18DO | Serial | 2 |  | WS/Facilities
139 | Building Management System | HVACCP-43 | Generic | Generic | 5 | 575 | HVACCP-43 | Active | Yes | HVACCP-43 | uuid://a7e281b7-6bbf-4f8b-afb0-fa7b9b060161 | {"asset":{"guid":"uuid://a7e281b7-6bbf-4f8b-afb0-fa7b9b060161","site":"in-blr-ananta","name":"hvaccp-43"}} | G5CE x 2 SE6166SP x 2 | 32UI,12AO,12DO | Serial | 2 |  | WS/Facilities
140 | Building Management System | HVACCP-44 | Generic | Generic | 5 | 534 | HVACCP-44 | Active | Yes | HVACCP-44 | uuid://b8738ea8-4a93-4968-932d-e6cd30f31eeb | {"asset":{"guid":"uuid://b8738ea8-4a93-4968-932d-e6cd30f31eeb","site":"in-blr-ananta","name":"hvaccp-44"}} | G5CE x 2 SE6166SP x 2 | 32UI,12AO,12DO | Serial | 2 |  | WS/Facilities
141 | Building Management System | HVACCP-45 | Generic | Generic | 5 | 533 | HVACCP-45 | Active | Yes | HVACCP-45 | uuid://6f2914eb-6fc2-4a5e-9b48-26c34177cdff | {"asset":{"guid":"uuid://6f2914eb-6fc2-4a5e-9b48-26c34177cdff","site":"in-blr-ananta","name":"hvaccp-45"}} | G5CE x 2 SE6166SP x 3 SE6104SP x 1 | 58UI,22AO,24DO | Serial | 2 |  | WS/Facilities
142 | Building Management System | HVACCP-46 | Generic | Generic | 5 | 5D44 | HVACCP-46 | Active | Yes | HVACCP-46 | uuid://a28adb42-3856-4b15-abfa-1eeb28db3cf3 | {"asset":{"guid":"uuid://a28adb42-3856-4b15-abfa-1eeb28db3cf3","site":"in-blr-ananta","name":"hvaccp-46"}} | G5CE x 2 SE6166SP x 3 | 48UI,18AO,18DO | Serial | 2 |  | WS/Facilities
143 | Building Management System | HVACCP-47 | Generic | Generic | 5 | 5D44 | HVACCP-47 | Active | Yes | HVACCP-47 | uuid://64524a9c-5def-44a0-b306-247978e834a8 | {"asset":{"guid":"uuid://64524a9c-5def-44a0-b306-247978e834a8","site":"in-blr-ananta","name":"hvaccp-47"}} | OFHI x 1 |  | Serial | 1 |  | WS/Facilities
144 | Building Management System | HVACCP-48 | Generic | Generic | 5 | 5D44 | HVACCP-48 | Active | Yes | HVACCP-48 | uuid://ded8fe9f-3fc5-429f-887e-c0b446219c3a | {"asset":{"guid":"uuid://ded8fe9f-3fc5-429f-887e-c0b446219c3a","site":"in-blr-ananta","name":"hvaccp-48"}} | G5CE x 1 OFHI x 1 SE6166SP x 3 | 48UI,18AO,18DO | Serial | 2 |  | WS/Facilities
145 | Building Management System | HVACCP-49 | Generic | Generic | 5 | 5D44 | HVACCP-49 | Active | Yes | HVACCP-49 | uuid://d5752be3-ef4c-433d-8095-eb621c06e6e9 | {"asset":{"guid":"uuid://d5752be3-ef4c-433d-8095-eb621c06e6e9","site":"in-blr-ananta","name":"hvaccp-49"}} | G5CE x 2 OFHI x 1 SE6166SP x 1 | 16UI,6AO,6DO | Serial | 3 |  | WS/Facilities
146 | Building Management System | HVACCP-50 | Generic | Generic | 6 | 663 | HVACCP-50 | Active | Yes | HVACCP-50 | uuid://2fba4620-6cdd-4c3a-a521-30a1c2b0bff5 | {"asset":{"guid":"uuid://2fba4620-6cdd-4c3a-a521-30a1c2b0bff5","site":"in-blr-ananta","name":"hvaccp-50"}} | G5CE x 2 SE6166SP x 3 SE6104SP x 1 | 58UI,22AO,24DO | Serial | 2 |  | WS/Facilities
147 | Building Management System | HVACCP-51 | Generic | Generic | 6 | 619 | HVACCP-51 | Active | Yes | HVACCP-51 | uuid://58971d0b-b5cc-4fcb-bf7b-3f0c1135867e | {"asset":{"guid":"uuid://58971d0b-b5cc-4fcb-bf7b-3f0c1135867e","site":"in-blr-ananta","name":"hvaccp-51"}} | G5CE x 2 SE6166SP x 2 SE6104SP x 1 | 42UI,16AO,18DO | Serial | 2 |  | WS/Facilities
148 | Building Management System | HVACCP-52 | Generic | Generic | 6 | 648 | HVACCP-52 | Active | Yes | HVACCP-52 | uuid://826eef0d-7997-4562-93b5-367dba3d4905 | {"asset":{"guid":"uuid://826eef0d-7997-4562-93b5-367dba3d4905","site":"in-blr-ananta","name":"hvaccp-52"}} | G5CE x 2 SE6166SP x 2 | 32UI,12AO,12DO | Serial | 2 |  | WS/Facilities
149 | Building Management System | HVACCP-53 | Generic | Generic | 6 | 675 | HVACCP-53 | Active | Yes | HVACCP-53 | uuid://a266ba2f-cbee-433b-8da4-a6caa41fcb23 | {"asset":{"guid":"uuid://a266ba2f-cbee-433b-8da4-a6caa41fcb23","site":"in-blr-ananta","name":"hvaccp-53"}} | G5CE x 2 SE6166SP x 2 | 32UI,12AO,12DO | Serial | 2 |  | WS/Facilities
150 | Building Management System | HVACCP-54 | Generic | Generic | 6 | 634 | HVACCP-54 | Active | Yes | HVACCP-54 | uuid://1af4e582-b0ab-42f6-a45d-4f597e2bff5a | {"asset":{"guid":"uuid://1af4e582-b0ab-42f6-a45d-4f597e2bff5a","site":"in-blr-ananta","name":"hvaccp-54"}} | G5CE x 2 SE6166SP x 2 SE6104SP x 1 | 42UI,16AO,18DO | Serial | 2 |  | WS/Facilities
151 | Building Management System | HVACCP-55 | Generic | Generic | 6 | 633 | HVACCP-55 | Active | Yes | HVACCP-55 | uuid://0b71231d-5b3c-43ea-83ea-9d165630351f | {"asset":{"guid":"uuid://0b71231d-5b3c-43ea-83ea-9d165630351f","site":"in-blr-ananta","name":"hvaccp-55"}} | SE6166SP x 6 | 96UI,36AO,36DO | Serial | 0 |  | WS/Facilities
152 | Building Management System | HVACCP-56 | Generic | Generic | 7 | 763 | HVACCP-56 | Active | Yes | HVACCP-56 | uuid://40f3ead5-f5d3-48ea-8683-63467e20993e | {"asset":{"guid":"uuid://40f3ead5-f5d3-48ea-8683-63467e20993e","site":"in-blr-ananta","name":"hvaccp-56"}} | G5CE x 1 OFHI x 1 SE6166SP x 2 | 32UI,12AO,12DO | Serial | 2 |  | WS/Facilities
153 | Building Management System | HVACCP-57 | Generic | Generic | 7 | 719 | HVACCP-57 | Active | Yes | HVACCP-57 | uuid://f87eac8c-211a-4565-bf66-f1e72b61b6a5 | {"asset":{"guid":"uuid://f87eac8c-211a-4565-bf66-f1e72b61b6a5","site":"in-blr-ananta","name":"hvaccp-57"}} | G5CE x 2 SE6166SP x 2 SE6104SP x 1 | 42UI,16AO,18DO | Serial | 2 |  | WS/Facilities
154 | Building Management System | HVACCP-58 | Generic | Generic | 7 | 748 | HVACCP-58 | Active | Yes | HVACCP-58 | uuid://7af3946e-351e-4af3-92a6-70a1ad5c817d | {"asset":{"guid":"uuid://7af3946e-351e-4af3-92a6-70a1ad5c817d","site":"in-blr-ananta","name":"hvaccp-58"}} | G5CE x 2 SE6166SP x 2 SE6104SP x 1 | 42UI,16AO,18DO | Serial | 2 |  | WS/Facilities
155 | Building Management System | HVACCP-59 | Generic | Generic | 7 | 775 | HVACCP-59 | Active | Yes | HVACCP-59 | uuid://c5a47992-0646-430c-96b6-cc148d88df8b | {"asset":{"guid":"uuid://c5a47992-0646-430c-96b6-cc148d88df8b","site":"in-blr-ananta","name":"hvaccp-59"}} | G5CE x 2 SE6166SP x 2 | 32UI,12AO,12DO | Serial | 2 |  | WS/Facilities
156 | Building Management System | HVACCP-60 | Generic | Generic | 7 | 734 | HVACCP-60 | Active | Yes | HVACCP-60 | uuid://22f052a8-21d0-45a3-81ae-82920b6eb1da | {"asset":{"guid":"uuid://22f052a8-21d0-45a3-81ae-82920b6eb1da","site":"in-blr-ananta","name":"hvaccp-60"}} | G5CE x 2 SE6166SP x 2 | 32UI,12AO,12DO | Serial | 2 |  | WS/Facilities
157 | Building Management System | HVACCP-61 | Generic | Generic | 7 | 733 | HVACCP-61 | Active | Yes | HVACCP-61 | uuid://30785af4-a44c-4735-9280-386ec4294aa5 | {"asset":{"guid":"uuid://30785af4-a44c-4735-9280-386ec4294aa5","site":"in-blr-ananta","name":"hvaccp-61"}} | G5CE x 3 SE6166SP x 2 SE6104SP x 1 | 42UI,16AO,18DO | Serial | 3 |  | WS/Facilities
158 | Building Management System | HVACCP-62 | Generic | Generic | 8 | 863 | HVACCP-62 | Active | Yes | HVACCP-62 | uuid://f48d277d-ca7c-4c31-9252-657081bb4372 | {"asset":{"guid":"uuid://f48d277d-ca7c-4c31-9252-657081bb4372","site":"in-blr-ananta","name":"hvaccp-62"}} | G5CE x 1 OFHI x 1 SE6166SP x 2 | 32UI,12AO,12DO | Serial | 2 |  | WS/Facilities
159 | Building Management System | HVACCP-63 | Generic | Generic | 8 | 819 | HVACCP-63 | Active | Yes | HVACCP-63 | uuid://bdc1e65c-e236-4250-989d-a73559aeb97f | {"asset":{"guid":"uuid://bdc1e65c-e236-4250-989d-a73559aeb97f","site":"in-blr-ananta","name":"hvaccp-63"}} | G5CE x 2 SE6166SP x 2 SE6104SP x 1 | 42UI,16AO,18DO | Serial | 2 |  | WS/Facilities
160 | Building Management System | HVACCP-64 | Generic | Generic | 8 | 848 | HVACCP-64 | Active | Yes | HVACCP-64 | uuid://a9eaa704-3685-4e21-ba0e-0d5f396465ad | {"asset":{"guid":"uuid://a9eaa704-3685-4e21-ba0e-0d5f396465ad","site":"in-blr-ananta","name":"hvaccp-64"}} | G5CE x 2 SE6166SP x 2 SE6104SP x 1 | 42UI,16AO,18DO | Serial | 2 |  | WS/Facilities
161 | Building Management System | HVACCP-65 | Generic | Generic | 8 | 875 | HVACCP-65 | Active | Yes | HVACCP-65 | uuid://3c8dbf5a-e9a6-42ca-be22-8e87a887f854 | {"asset":{"guid":"uuid://3c8dbf5a-e9a6-42ca-be22-8e87a887f854","site":"in-blr-ananta","name":"hvaccp-65"}} | G5CE x 2 SE6166SP x 2 | 32UI,12AO,12DO | Serial | 2 |  | WS/Facilities
162 | Building Management System | HVACCP-66 | Generic | Generic | 8 | 834 | HVACCP-66 | Active | Yes | HVACCP-66 | uuid://ca6bf799-4872-412d-8053-1602efd85bd1 | {"asset":{"guid":"uuid://ca6bf799-4872-412d-8053-1602efd85bd1","site":"in-blr-ananta","name":"hvaccp-66"}} | G5CE x 2 SE6166SP x 2 | 32UI,12AO,12DO | Serial | 2 |  | WS/Facilities
163 | Building Management System | HVACCP-67 | Generic | Generic | 8 | 833 | HVACCP-67 | Active | Yes | HVACCP-67 | uuid://887f7a67-f934-460d-a36f-953cf07cfa18 | {"asset":{"guid":"uuid://887f7a67-f934-460d-a36f-953cf07cfa18","site":"in-blr-ananta","name":"hvaccp-67"}} | G5CE x 2 SE6166SP x 2 SE6104SP x 1 | 42UI,16AO,18DO | Serial | 2 |  | WS/Facilities
164 | Building Management System | HVACCP-68 | Generic | Generic | 9 | 963 | HVACCP-68 | Active | Yes | HVACCP-68 | uuid://0db41898-7a7b-4dc6-b0dc-4d3c9a9bacc5 | {"asset":{"guid":"uuid://0db41898-7a7b-4dc6-b0dc-4d3c9a9bacc5","site":"in-blr-ananta","name":"hvaccp-68"}} | G5CE x 1 OFHI x 1 SE6166SP x 2 | 32UI,12AO,12DO | Serial | 2 |  | WS/Facilities
165 | Building Management System | HVACCP-69 | Generic | Generic | 9 | 919 | HVACCP-69 | Active | Yes | HVACCP-69 | uuid://ed3a9e3f-918f-45d9-8769-fb703c166dd6 | {"asset":{"guid":"uuid://ed3a9e3f-918f-45d9-8769-fb703c166dd6","site":"in-blr-ananta","name":"hvaccp-69"}} | G5CE x 2 SE6166SP x 1 SE6104SP x 1 | 26UI,10AO,12DO | Serial | 2 |  | WS/Facilities
166 | Building Management System | HVACCP-70 | Generic | Generic | 9 | 948 | HVACCP-70 | Active | Yes | HVACCP-70 | uuid://7010e729-6baf-41cb-b57f-73c2e3c65101 | {"asset":{"guid":"uuid://7010e729-6baf-41cb-b57f-73c2e3c65101","site":"in-blr-ananta","name":"hvaccp-70"}} | G5CE x 2 SE6166SP x 2 SE6104SP x 1 | 42UI,16AO,18DO | Serial | 2 |  | WS/Facilities
167 | Building Management System | HVACCP-71 | Generic | Generic | 9 | 948 | HVACCP-71 | Active | Yes | HVACCP-71 | uuid://043b0987-9f6c-4c0a-b1a5-e6e93a1efb38 | {"asset":{"guid":"uuid://043b0987-9f6c-4c0a-b1a5-e6e93a1efb38","site":"in-blr-ananta","name":"hvaccp-71"}} | G5CE x 1 |  | Serial | 1 |  | WS/Facilities
168 | Building Management System | HVACCP-72 | Generic | Generic | 9 | 975 | HVACCP-72 | Active | Yes | HVACCP-72 | uuid://942f20d5-71e9-4619-8688-9c89f18537b8 | {"asset":{"guid":"uuid://942f20d5-71e9-4619-8688-9c89f18537b8","site":"in-blr-ananta","name":"hvaccp-72"}} | G5CE x 2 SE6166SP x 1 SE6104SP x 1 | 26UI,10AO,12DO | Serial | 2 |  | WS/Facilities
169 | Building Management System | HVACCP-73 | Generic | Generic | 9 | 934 | HVACCP-73 | Active | Yes | HVACCP-73 | uuid://dc3c00e3-c38a-46ee-882e-798629b9dbfc | {"asset":{"guid":"uuid://dc3c00e3-c38a-46ee-882e-798629b9dbfc","site":"in-blr-ananta","name":"hvaccp-73"}} | G5CE x 2 SE6166SP x 2 SE6104SP x 1 | 42UI,16AO,18DO | Serial | 2 |  | WS/Facilities
170 | Building Management System | HVACCP-74 | Generic | Generic | 9 | 933 | HVACCP-74 | Active | Yes | HVACCP-74 | uuid://4989b447-a1a0-42af-8265-558d70f57e81 | {"asset":{"guid":"uuid://4989b447-a1a0-42af-8265-558d70f57e81","site":"in-blr-ananta","name":"hvaccp-74"}} | G5CE x 1 SE6166SP x 2 SE6104SP x 2 | 52UI,20AO,24DO | Serial | 1 |  | WS/Facilities
171 | Building Management System | HVACCP-75 | Generic | Generic | 10 |  | HVACCP-75 | Active | Yes | HVACCP-75 | uuid://fdf7baaf-3373-47d8-8e8c-81df4e855ea4 | {"asset":{"guid":"uuid://fdf7baaf-3373-47d8-8e8c-81df4e855ea4","site":"in-blr-ananta","name":"hvaccp-75"}} | G5CE x 2 OFHI x 1 SE6166SP x 1 | 16UI,6AO,6DO | Serial | 3 |  | WS/Facilities
172 | Building Management System | HVACCP-76 | Generic | Generic | 10 |  | HVACCP-76 | Active | Yes | HVACCP-76 | uuid://2b1a8615-ea4c-41e2-98c7-11cf39e444c5 | {"asset":{"guid":"uuid://2b1a8615-ea4c-41e2-98c7-11cf39e444c5","site":"in-blr-ananta","name":"hvaccp-76"}} | G5CE x 2 SE6166SP x 3 | 48UI,18AO,18DO | Serial | 2 |  | WS/Facilities
173 | Building Management System | HVACCP-77 | Generic | Generic | 10 |  | HVACCP-77 | Active | Yes | HVACCP-77 | uuid://0010f999-7748-4fe1-ac15-c7ecb4e3108b | {"asset":{"guid":"uuid://0010f999-7748-4fe1-ac15-c7ecb4e3108b","site":"in-blr-ananta","name":"hvaccp-77"}} | G5CE x 2 SE6166SP x 2 SE6104SP x 1 | 42UI,16AO,18DO | Serial | 2 |  | WS/Facilities
174 | Building Management System | HVACCP-78 | Generic | Generic | 10 |  | HVACCP-78 | Active | Yes | HVACCP-78 | uuid://95770721-8e29-4dd0-b187-e0820fad63cc | {"asset":{"guid":"uuid://95770721-8e29-4dd0-b187-e0820fad63cc","site":"in-blr-ananta","name":"hvaccp-78"}} | G5CE x 2 SE6166SP x 2 | 32UI,12AO,12DO | Serial | 2 |  | WS/Facilities
175 | Building Management System | HVACCP-79 | Generic | Generic | 10 |  | HVACCP-79 | Active | Yes | HVACCP-79 | uuid://a8af149b-4e6f-4bea-ae33-6af169a9ff11 | {"asset":{"guid":"uuid://a8af149b-4e6f-4bea-ae33-6af169a9ff11","site":"in-blr-ananta","name":"hvaccp-79"}} | SE6166SP x 3 | 48UI,18AO,18DO | Serial | 0 |  | WS/Facilities
176 | Building Management System | HVACCP-80 | Generic | Generic | 10 |  | HVACCP-80 | Active | Yes | HVACCP-80 | uuid://1d6b8d8e-12d2-47e6-a1be-f9f748ba7bee | {"asset":{"guid":"uuid://1d6b8d8e-12d2-47e6-a1be-f9f748ba7bee","site":"in-blr-ananta","name":"hvaccp-80"}} | G5CE x 2 SE6166SP x 2 SE6104SP x 1 | 42UI,16AO,18DO | Serial | 2 |  | WS/Facilities
177 | Building Management System | HVACCP-81 | Generic | Generic | 10 |  | HVACCP-81 | Active | Yes | HVACCP-81 | uuid://72d03049-c9a5-434d-a4cc-cc9bfc3a2d5d | {"asset":{"guid":"uuid://72d03049-c9a5-434d-a4cc-cc9bfc3a2d5d","site":"in-blr-ananta","name":"hvaccp-81"}} | G5CE x 1 SE6166SP x 5 | 80UI,30AO,30DO | Serial | 1 |  | WS/Facilities
178 | Building Management System | HVACCP-82 | Generic | Generic | 11 |  | HVACCP-82 | Active | Yes | HVACCP-82 | uuid://8d8b8afc-31ac-4fed-bb06-a4b56fa5cb4f | {"asset":{"guid":"uuid://8d8b8afc-31ac-4fed-bb06-a4b56fa5cb4f","site":"in-blr-ananta","name":"hvaccp-82"}} | G5CE x 1 SE6166SP x 2 | 32UI,12AO,12DO | Serial | 1 |  | WS/Facilities
179 | Building Management System | HVACCP-83 | Generic | Generic | 11 |  | HVACCP-83 | Active | Yes | HVACCP-83 | uuid://ffb96195-2265-4b4f-b8c4-4fa1691c6ecf | {"asset":{"guid":"uuid://ffb96195-2265-4b4f-b8c4-4fa1691c6ecf","site":"in-blr-ananta","name":"hvaccp-83"}} | G5CE x 2 SE6166SP x 2 SE6104SP x 1 | 42UI,16AO,18DO | Serial | 2 |  | WS/Facilities
180 | Building Management System | HVACCP-84 | Generic | Generic | 11 |  | HVACCP-84 | Active | Yes | HVACCP-84 | uuid://c2b17716-9e52-4257-befd-74122c92fb5b | {"asset":{"guid":"uuid://c2b17716-9e52-4257-befd-74122c92fb5b","site":"in-blr-ananta","name":"hvaccp-84"}} | G5CE x 2 SE6166SP x 2 SE6104SP x 1 | 42UI,16AO,18DO | Serial | 2 |  | WS/Facilities
181 | Building Management System | HVACCP-85 | Generic | Generic | 11 |  | HVACCP-85 | Active | Yes | HVACCP-85 | uuid://0259dbb4-4737-4d21-8af1-b53556b2ae26 | {"asset":{"guid":"uuid://0259dbb4-4737-4d21-8af1-b53556b2ae26","site":"in-blr-ananta","name":"hvaccp-85"}} | G5CE x 2 SE6166SP x 2 | 32UI,12AO,12DO | Serial | 2 |  | WS/Facilities
182 | Building Management System | HVACCP-86 | Generic | Generic | 11 |  | HVACCP-86 | Active | Yes | HVACCP-86 | uuid://8e1f954e-197b-47af-a60b-3b3341fd6b4e | {"asset":{"guid":"uuid://8e1f954e-197b-47af-a60b-3b3341fd6b4e","site":"in-blr-ananta","name":"hvaccp-86"}} | G5CE x 2 SE6166SP x 2 | 32UI,12AO,12DO | Serial | 2 |  | WS/Facilities
183 | Building Management System | HVACCP-87 | Generic | Generic | 11 |  | HVACCP-87 | Active | Yes | HVACCP-87 | uuid://445fd816-2504-42f1-8c2c-f2698eb9f65f | {"asset":{"guid":"uuid://445fd816-2504-42f1-8c2c-f2698eb9f65f","site":"in-blr-ananta","name":"hvaccp-87"}} | G5CE x 1 OFHI x 1 SE6166SP x 2 | 32UI,12AO,12DO | Serial | 2 |  | WS/Facilities
184 | Building Management System | HVACCP-88 | Generic | Generic | Roof |  | HVACCP-88 | Active | Yes | HVACCP-88 | uuid://6ba12f1c-a73b-4d73-85d1-5aec163b7091 | {"asset":{"guid":"uuid://6ba12f1c-a73b-4d73-85d1-5aec163b7091","site":"in-blr-ananta","name":"hvaccp-88"}} | G5CE x 1 OFHI x 1 SE6166SP x 3 | 48UI,18AO,18DO | Serial | 2 |  | WS/Facilities
185 | Building Management System | HVACCP-89 | Generic | Generic | Roof |  | HVACCP-89 | Active | Yes | HVACCP-89 | uuid://e3dfd913-5e49-4855-925a-96fa07beda53 | {"asset":{"guid":"uuid://e3dfd913-5e49-4855-925a-96fa07beda53","site":"in-blr-ananta","name":"hvaccp-89"}} | G5CE x 1 OFHI x 1 SE6166SP x 1 | 16UI,6AO,6DO | Serial | 2 |  | WS/Facilities
186 | Building Management System | HVACCP-90 | Generic | Generic | Roof |  | HVACCP-90 | Active | Yes | HVACCP-90 | uuid://3767e2b6-17db-41a7-a6aa-4c629a3f5b3e | {"asset":{"guid":"uuid://3767e2b6-17db-41a7-a6aa-4c629a3f5b3e","site":"in-blr-ananta","name":"hvaccp-90"}} | G5CE x 1 OFHI x 1 SE6166SP x 1 | 16UI,6AO,6DO | Serial | 2 |  | WS/Facilities
187 | Building Management System | HVACCP-91 | Generic | Generic | M |  | HVACCP-91 | Active | Yes | HVACCP-91 | uuid://cb348465-2496-47d4-8c5d-cd4afa44dab2 | {"asset":{"guid":"uuid://cb348465-2496-47d4-8c5d-cd4afa44dab2","site":"in-blr-ananta","name":"hvaccp-91"}} | OFHI x 1 |  | Serial | 1 |  | WS/Facilities
188 | Building Management System | HVACCP-92 | Generic | Generic | M |  | HVACCP-92 | Active | Yes | HVACCP-92 | uuid://dfa93334-446d-4a18-9026-a26fd63dd20a | {"asset":{"guid":"uuid://dfa93334-446d-4a18-9026-a26fd63dd20a","site":"in-blr-ananta","name":"hvaccp-92"}} | OFHI x 1 SE6166SP x 1 SE6104SP x 2 | 36UI,14AO,20DO | Serial | 1 |  | WS/Facilities
189 | Building Management System | HVACCP-93 | Generic | Generic | M |  | HVACCP-93 | Active | Yes | HVACCP-93 | uuid://81c62bcd-4deb-4e0d-8af2-6da27c7691da | {"asset":{"guid":"uuid://81c62bcd-4deb-4e0d-8af2-6da27c7691da","site":"in-blr-ananta","name":"hvaccp-93"}} | OFHI x 1 |  | Serial | 1 |  | WS/Facilities
190 | Building Management System | HVACCP-94 | Generic | Generic | G |  |  |  |  | HVACCP-94 | uuid://0af8c4a1-f0e7-4d9d-90e9-93cda4d9c8b6 | {"asset":{"guid":"uuid://0af8c4a1-f0e7-4d9d-90e9-93cda4d9c8b6","site":"in-blr-ananta","name":"hvaccp-94"}} | OFHI x 1 |  | Serial | 1
191 | Building Management System | HVACCP-95 | Generic | Generic | G |  |  |  |  | HVACCP-95 | uuid://130d9b82-9d41-4cf1-a7d2-908549c44bad | {"asset":{"guid":"uuid://130d9b82-9d41-4cf1-a7d2-908549c44bad","site":"in-blr-ananta","name":"hvaccp-95"}} | G5CE x 4 |  | Serial | 4
192 | Building Management System | HVACCP-96 | Generic | Generic | 3 |  |  |  |  | HVACCP-96 | uuid://f290be96-0fd5-4a5c-90b7-06ba66594b6b | {"asset":{"guid":"uuid://f290be96-0fd5-4a5c-90b7-06ba66594b6b","site":"in-blr-ananta","name":"hvaccp-96"}} | SE6166SP x 6 | 96UI,36AO,36DO | Serial
193 | Building Management System | HVACCP-97 | Generic | Generic | 5 |  |  |  |  | HVACCP-97 | uuid://dc93c1f7-dbcc-41fc-a71f-2ff72f472931 | {"asset":{"guid":"uuid://dc93c1f7-dbcc-41fc-a71f-2ff72f472931","site":"in-blr-ananta","name":"hvaccp-97"}} | OFHI x 4 |  | Serial | 4
194 | Building Management System | HVACCP-98 | Generic | Generic | 5 |  |  |  |  | HVACCP-98 | uuid://04e2f87d-e6fc-4967-b981-fc3733ebaa47 | {"asset":{"guid":"uuid://04e2f87d-e6fc-4967-b981-fc3733ebaa47","site":"in-blr-ananta","name":"hvaccp-98"}} | OFHI x 4 |  | Serial | 4
195 | Building Management System | HVACCP-99 | Generic | Generic | 6 |  |  |  |  | HVACCP-99 | uuid://3bc8515a-a1c8-4dd2-a5c5-0f016e19e5d0 | {"asset":{"guid":"uuid://3bc8515a-a1c8-4dd2-a5c5-0f016e19e5d0","site":"in-blr-ananta","name":"hvaccp-99"}} | G5CE x 1 SE6166SP x 1 | 16UI,6AO,6DO | Serial | 1
196 | Building Management System | HVACCP-100 | Generic | Generic | Roof |  |  |  |  | HVACCP-100 | uuid://d6293b7b-a140-43bb-8d9a-be72ba30f4c8 | {"asset":{"guid":"uuid://d6293b7b-a140-43bb-8d9a-be72ba30f4c8","site":"in-blr-ananta","name":"hvaccp-100"}} | G5CE x 5 |  | Serial | 5
197 | Building Management System | HVACCP-101 | Generic | Generic | 6 |  |  |  |  | HVACCP-101 | uuid://ac917317-34fb-4b6d-9b3e-fcf8faaf0a1c | {"asset":{"guid":"uuid://ac917317-34fb-4b6d-9b3e-fcf8faaf0a1c","site":"in-blr-ananta","name":"hvaccp-101"}} | SE6166SP x 4 | 64UI,24AO,24DO | Serial
198 | Building Management System | HVACCP-102 | Generic | Generic | 5 |  |  |  |  | HVACCP-102 | uuid://64dfa6e1-8162-4583-8278-fdbdbe1c8101 | {"asset":{"guid":"uuid://64dfa6e1-8162-4583-8278-fdbdbe1c8101","site":"in-blr-ananta","name":"hvaccp-102"}} | SE6166SP x 4 | 64UI,24AO,24DO | Serial
199 | Building Management System | HVACCP-103 | Generic | Generic | 5 |  |  |  |  | HVACCP-103 | uuid://54d0d314-ab3e-4d38-ba0d-6cfc911f6c07 | {"asset":{"guid":"uuid://54d0d314-ab3e-4d38-ba0d-6cfc911f6c07","site":"in-blr-ananta","name":"hvaccp-103"}} | SE6104SP x 1 | 10UI,4AO,6DO | Serial
200
201
202
203
204
205
206
207
208
209
210
211
212
213
214
215
216
217
218
219
220
221
222
223
224
225
226
227
228
229
230
231
232
233
234
235
236
237
238
239
240
241
242
243
244
245
246
247
248
249
250
251
252
253
254
255
256
257
258
259
260
261
262
263
264
265
266
267
268
269
270
271
272
273
274
275
276
277
278
279
280
281
282
283
284
285
286
287
288
289
290
291
292
293
294
295
296
297
298
299
300
301
302
303
304
305
306
307
308
309
310
311
312
313
314
315
316
317
318
319
320
321
322
323
324
325
326
327
328
329
330
331
332
333
334
335
336
337
338
339
340
341
342
343
344
345
346
347
348
349
350
351
352
353
354
355
356
357
358
359
360
361
362
363
364
365
366
367
368
369
370
371
372
373
374
375
376
377
378
379
380
381
382
383
384
385
386
387
388
389
390
391
392
393
394
395
396
397
398
399
400
401
402
403
404
405
406
407
408
409
410
411
412
413
414
415
416
417
418
419
420
421
422
423
424
425
426
427
428
429
430
431
432
433
434
435
436
437
438
439
440
441
442
443
444
445
446
447
448
449
450
451
452
453
454
455
456
457
458
459
460
461
462
463
464
465
466
467
468
469
470
471
472
473
474
475
476
477
478
479
480
481
482
483
484
485
486
487
488
489
490
491
492
493
494
495
496
497
498
499
500
501
502
503
504
505
506
507
508
509
510
511
512
513
514
515
516
517
518
519
520
521
522
523
524
525
526
527
528
529
530
531
532
533
534
535
536
537
538
539
540
541
542
543
544
545
546
547
548
549
550
551
552
553
554
555
556
557
558
559
560
561
562
563
564
565
566
567
568
569
570
571
572
573
574
575
576
577
578
579
580
581
582
583
584
585
586
587
588
589
590
591
592
593
594
595
596
597
598
599
600
601
602
603
604
605
606
607
608
609
610
611
612
613
614
615
616
617
618
619
620
621
622
623
624
625
626
627
628
629
630
631
632
633
634
635
636
637

## 6-Private Network Switch
READ THIS | General Site Info | [5 empty] | General Device Info |  |  |  | Private Network Switch/Hub/Router Info | [6 empty] | Photos | Owner | Comments
To be filled by: | System Owner | [5 empty] | MSI (Smart Ready) / System Owner (Cyber Compliant) |  |  |  | System Owner | [6 empty] | DBRS Surveyor | System Owner
Notes | Specify the system the switch/router/hub is used for. (e.g. From Dropdown) | Identify the network the switch/router/hub is part of. If more than one private network, ensure devices are correctly associated with the network they are part of. (e.g. Private BMS Network) | Specify the floor on which the switch/router/hub is installed. (e.g. 1,2 ,3 from dropdown) | Specify the location of the Device based on the REWS ID in FloorScope. (E.g. 101, B155, etc.) or if on New Construction, the Construction ID | Specify the control panel reference for the switch/router/hub if applicable (e.g. MCC-1) | Perform a check to confirm status (Including end to end checks to headend. (E.g.Active, Retired) | Specify if QR Code has been applied to the Device (E.g. Yes) | Human readable QR code that gets printed on the QR code label prefix_AssetName_suffix where prefix is optional site name and suffix is optional FM description (E.g. CTRP-1_1-Boilers) | Specify the GUID. examples - If BIM: ifc://04aEp5ymD_$u5IxhJN2aGi If not BIM: uuid://d3501378-dd50-47c5-ae26-806726e1b749 Can be generated using the menu Add-Ons > Insert > Insert GUID | Auto Generated | Specify the switch/router/hub type. (e.g. Unmanaged Switch) | Specify the name / reference of the switch/router/hub if applicable. (e.g. xxx-xxx-xxx etc) | Specify the manufacturer of the switch/router/hub. (e.g. Phoenix Contact, Cisco etc) | Specify the model number of the switch/router/hub. (e.g. FL SWITCH SFNB 8 TX Order No.: 2891002) | Specify quantity of switch/router/hub. (e.g. 5) | Specify the total number of ports on the switch/router/hub. (e.g. 5, 24, 48) | Specify the total number of ports in use/connected to on the switch/router/hub. (e.g. 3 , 13, 37) | Provide a link to the drive folder for the site where any relevant photos are stored (E.g. Controller/Device photo, Panel Photo etc PASTE FILE LINK URL DIRECTLY TO CELL, DO NOT LINK CELL TO URL) | Select which Google partner is the device owner. (E.g. WS/Facilities, Food, GFit, Events, GEN, BOPS/AV, SecOps, Landlord, Unknown, Other) | Provide any comments if applicable.
No. | System | Private / OT Network | Floor | Location | Panel Reference | Device / Asset Status | QR Code Applied? | Human readable QR code | GUID | QR Code Payload | Device Type | Device Name / Reference | Device Manufacturer | Device Model | Quantity | Total Number of Ports | Total Number of Used Ports | Photos/Snapshots - Link to Device Photo | Device Owner | Comments
1
2
3
4
5
6
7
8
9
10
11
12
13
14
15
16
17
18
19
20
21
22
23
24
25
26
27
28
29
30
31
32
33
34
35
36
37
38
39
40
41
42
43
44
45
46
47
48
49
50
51
52
53
54
55
56
57
58
59
60
61
62
63
64
65
66
67
68
69
70
71
72
73
74
75
76
77
78
79
80
81
82
83
84
85
86
87
88
89
90
91
92
93
94
95
96
97
98
99
100
On New Construction projects, private/shadow/temporary networks are strictly forbidden. Refer to go/deployment-guidelines for details on device deployment guidelines.

## 7-Passive Discovery Tool Data
Please paste the results of the network scan tool here (if applicable)
Note here if discovery tool not used during Audit

## 8- Clarifications
Clarification's . Provide responses to QA Clarifications requested by the Controls SME within 48 hours. Any query as to meaning or definition of item should be requested immediatly, or during EQA if applicable. | [6 empty] | Total Comments | 1 | %
[7 empty] | Open | 1 | 100%
[7 empty] | Resolved | 0 | 0%
Ref. | Document Reference | Description | Raised By SME | SME Date Raised | Surveyor response date | Surveyor Initial | Surveyor Response | SME Status (Open, Resolved) | SME Date resolved
1 | [7 empty] | Open
2
3
4
5
6
7
8
9
10
11
12
13
14
15
16
17
18
19
20
21
22
23
24
25
26
27
28
29
30
31
32
33
34
35
36
37
38
39
40
41
42
43
44
45
46
47
48
49
50

## 9 - Controls SME Reporting
NOTE: THIS TAB USED FOR SME REPORTING AND QA CHECKS ONLY - NOT UPLOADED TO SERVICENOW
QA Check
TAB 3 DEVICES | TAB 4 DEVICES | X-CHECK (TAB 3 - TAB 4)
3244 | 3468 | -224
No. of Google Operated BOS Systems Identified |  |  |  | Device Risks
System | No. of Systems | IP Devices | P0 | P1 | P2 | P3
BMS | 1 | 3244 | 0 | 0 | 0 | 0 | Building Management System*
LCS | 0 | 0 | 0 | 0 | 0 | 0 | Lighting Control System*
EMS | 0 | 0 | 0 | 0 | 0 | 0 | Energy Management System*
Food / Catering | 0 | 0 | 0 | 0 | 0 | 0 | Google Food*
Lifts | 0 | 0 | 0 | 0 | 0 | 0 | Lift/Elevators*
Connected IOT | 0 | 0 | 0 | 0 | 0 | 0 | IoT
G-Fit | 0 | 0 | 0 | 0 | 0 | 0 | G-Fit
UPS | 0 | 0 | 0 | 0 | 0 | 0 | Uninterruptible Power Supply (UPS)
Fire Alarm | 0 | 0 | 0 | 0 | 0 | 0 | Fire Alarm System*
Blinds/Drapes/Shutters | 0 | 0 | 0 | 0 | 0 | 0 | Blinds/Drapes/Shutters
Other Systems | 1 | 3244 | 0 | 0 | 0 | 0 | *
Totals | 2 | 6488 | 0 | 0 | 0 | 0
Total No. of Risks / Issues Identified |  |  | 0
No. of P0 Risks / Issues Identified |  |  | 0

## 10 - Corphosting
Columns: | requested hostname (see go/base-corphosting, required) | zone (required) | device type (required) | mac address (required) | Netblock (see go/netblocks, required) | Location (optional) | Serial Number (optional) | Asset Tag (optional) | Corphost Status from Tab 4
Example: | ie-dub-1gc-ddc1 | dub | istar_ultra | 2D:F9:A7:DE:BE:AF | 172.28.8.0/24 | Connected to IE-DUB-1GC-ACCSW2.1.1.7/7
| in-blr-ananta-ddc-201 | blr | bos_saintgobain_sagewindow | 5C:C2:13:05:DA:58 | 100.95.208.0/20 |  |  |  | Corphosted
| in-blr-ananta-ddc-202 | blr | bos_saintgobain_sagewindow | 5C:C2:13:05:DD:6C | 100.95.208.0/20 |  |  |  | Corphosted
| in-blr-ananta-ddc-203 | blr | bos_saintgobain_sagewindow | 5C:C2:13:06:8D:77 | 100.95.208.0/20 |  |  |  | Corphosted
| in-blr-ananta-ddc-204 | blr | bos_saintgobain_sagewindow | 5C:C2:13:06:87:66 | 100.95.208.0/20 |  |  |  | Corphosted
| in-blr-ananta-ddc-205 | blr | bos_saintgobain_sagewindow | 5C:C2:13:05:DA:45 | 100.95.208.0/20 |  |  |  | Corphosted
| in-blr-ananta-ddc-206 | blr | bos_saintgobain_sagewindow | 5C:C2:13:06:85:DD | 100.95.208.0/20 |  |  |  | Corphosted
| in-blr-ananta-ddc-207 | blr | bos_saintgobain_sagewindow | 5C:C2:13:06:8D:86 | 100.95.208.0/20 |  |  |  | Corphosted
| in-blr-ananta-ddc-208 | blr | bos_saintgobain_sagewindow | 5C:C2:13:06:87:7D | 100.95.208.0/20 |  |  |  | Corphosted
| in-blr-ananta-ddc-209 | blr | bos_saintgobain_sagewindow | 5C:C2:13:05:DB:D6 | 100.95.208.0/20 |  |  |  | Corphosted
| in-blr-ananta-ddc-210 | blr | bos_saintgobain_sagewindow | 5C:C2:13:05:DB:90 | 100.95.208.0/20 |  |  |  | Corphosted
| in-blr-ananta-ddc-211 | blr | bos_saintgobain_sagewindow | 5C:C2:13:05:DB:8A | 100.95.208.0/20 |  |  |  | Corphosted
| in-blr-ananta-ddc-212 | blr | bos_saintgobain_sagewindow | 5C:C2:13:05:DB:D3 | 100.95.208.0/20 |  |  |  | Corphosted
| in-blr-ananta-ddc-213 | blr | bos_saintgobain_sagewindow | 5C:C2:13:05:DA:5C | 100.95.208.0/20 |  |  |  | Corphosted
| in-blr-ananta-ddc-214 | blr | bos_saintgobain_sagewindow | 5C:C2:13:05:DC:44 | 100.95.208.0/20 |  |  |  | Corphosted
| in-blr-ananta-ddc-215 | blr | bos_saintgobain_sagewindow | 5C:C2:13:05:DB:D7 | 100.95.208.0/20 |  |  |  | Corphosted
| in-blr-ananta-ddc-216 | blr | bos_saintgobain_sagewindow | 5C:C2:13:05:DC:21 | 100.95.208.0/20 |  |  |  | Corphosted
| in-blr-ananta-ddc-217 | blr | bos_saintgobain_sagewindow | 5C:C2:13:05:DA:5E | 100.95.208.0/20 |  |  |  | Corphosted
| in-blr-ananta-ddc-218 | blr | bos_saintgobain_sagewindow | 5C:C2:13:05:DC:1C | 100.95.208.0/20 |  |  |  | Corphosted
| in-blr-ananta-ddc-219 | blr | bos_saintgobain_sagewindow | 5C:C2:13:05:DC:1B | 100.95.208.0/20 |  |  |  | Corphosted
| in-blr-ananta-ddc-220 | blr | bos_saintgobain_sagewindow | 5C:C2:13:05:8D:84 | 100.95.208.0/20 |  |  |  | Corphosted
| in-blr-ananta-ddc-221 | blr | bos_saintgobain_sagewindow | 5C:C2:13:06:8D:EA | 100.95.208.0/20 |  |  |  | Corphosted
| in-blr-ananta-ddc-222 | blr | bos_saintgobain_sagewindow | 5C:C2:13:06:8D:7F | 100.95.208.0/20 |  |  |  | Corphosted
| in-blr-ananta-ddc-223 | blr | bos_saintgobain_sagewindow | 5C:C2:13:06:8D:F0 | 100.95.208.0/20 |  |  |  | Corphosted
| in-blr-ananta-ddc-224 | blr | bos_saintgobain_sagewindow | 5C:C2:13:06:8D:81 | 100.95.208.0/20 |  |  |  | Corphosted
| in-blr-ananta-ddc-225 | blr | bos_saintgobain_sagewindow | 5C:C2:13:06:87:92 | 100.95.208.0/20 |  |  |  | Corphosted
| in-blr-ananta-ddc-226 | blr | bos_saintgobain_sagewindow | 5C:C2:13:06:8D:8E | 100.95.208.0/20 |  |  |  | Corphosted
| in-blr-ananta-ddc-227 | blr | bos_saintgobain_sagewindow | 5C:C2:13:06:87:52 | 100.95.208.0/20 |  |  |  | Corphosted
| in-blr-ananta-ddc-228 | blr | bos_saintgobain_sagewindow | 5C:C2:13:06:89:54 | 100.95.208.0/20 |  |  |  | Corphosted
| in-blr-ananta-ddc-229 | blr | bos_saintgobain_sagewindow | 5C:C2:13:06:8D:82 | 100.95.208.0/20 |  |  |  | Corphosted
| in-blr-ananta-ddc-230 | blr | bos_saintgobain_sagewindow | 5C:C2:13:05:DC:32 | 100.95.208.0/20 |  |  |  | Corphosted
| in-blr-ananta-ddc-231 | blr | bos_saintgobain_sagewindow | 5C:C2:13:06:8D:6E | 100.95.208.0/20 |  |  |  | Corphosted
| in-blr-ananta-ddc-232 | blr | bos_saintgobain_sagewindow | 5C:C2:13:05:DD:46 | 100.95.208.0/20 |  |  |  | Corphosted
| in-blr-ananta-ddc-233 | blr | bos_saintgobain_sagewindow | 5C:C2:13:06:8D:90 | 100.95.208.0/20 |  |  |  | Corphosted
| in-blr-ananta-ddc-234 | blr | bos_saintgobain_sagewindow | 5C:C2:13:06:85:E0 | 100.95.208.0/20 |  |  |  | Corphosted
| in-blr-ananta-ddc-235 | blr | bos_saintgobain_sagewindow | 5C:C2:13:06:87:93 | 100.95.208.0/20 |  |  |  | Corphosted
| in-blr-ananta-ddc-236 | blr | bos_saintgobain_sagewindow | 5C:C2:13:06:8D:94 | 100.95.208.0/20 |  |  |  | Corphosted
| in-blr-ananta-ddc-237 | blr | bos_saintgobain_sagewindow | 5C:C2:13:06:8D:A4 | 100.95.208.0/20 |  |  |  | Corphosted
| in-blr-ananta-ddc-238 | blr | bos_saintgobain_sagewindow | 5C:C2:13:06:85:DF | 100.95.208.0/20 |  |  |  | Corphosted
| in-blr-ananta-ddc-239 | blr | bos_saintgobain_sagewindow | 5C:C2:13:06:8D:7D | 100.95.208.0/20 |  |  |  | Corphosted
| in-blr-ananta-ddc-240 | blr | bos_saintgobain_sagewindow | 5C:C2:13:06:8D:78 | 100.95.208.0/20 |  |  |  | Corphosted
| in-blr-ananta-ddc-241 | blr | bos_saintgobain_sagewindow | 5C:C2:13:06:DC:19 | 100.95.208.0/20 |  |  |  | Corphosted
| in-blr-ananta-ddc-242 | blr | bos_saintgobain_sagewindow | 5C:C2:13:06:8D:9A | 100.95.208.0/20 |  |  |  | Corphosted
| in-blr-ananta-ddc-243 | blr | bos_saintgobain_sagewindow | 5C:C2:13:05:DB:92 | 100.95.208.0/20 |  |  |  | Corphosted
| in-blr-ananta-ddc-244 | blr | bos_saintgobain_sagewindow | 5C:C2:13:05:DB:8B | 100.95.208.0/20 |  |  |  | Corphosted
| in-blr-ananta-ddc-245 | blr | bos_saintgobain_sagewindow | 5C:C2:13:05:DB:C2 | 100.95.208.0/20 |  |  |  | Corphosted
| in-blr-ananta-ddc-246 | blr | bos_saintgobain_sagewindow | 5C:C2:13:05:DD:9B | 100.95.208.0/20 |  |  |  | Corphosted
| in-blr-ananta-ddc-247 | blr | bos_saintgobain_sagewindow | 5C:C2:13:05:DB:DA | 100.95.208.0/20 |  |  |  | Corphosted
| in-blr-ananta-ddc-248 | blr | bos_saintgobain_sagewindow | 5C:C2:13:05:DB:E7 | 100.95.208.0/20 |  |  |  | Corphosted
| in-blr-ananta-ddc-249 | blr | bos_saintgobain_sagewindow | 5C:C2:13:05:DB:F0 | 100.95.208.0/20 |  |  |  | Corphosted
| in-blr-ananta-ddc-250 | blr | bos_saintgobain_sagewindow | 5C:C2:13:05:DC:23 | 100.95.208.0/20 |  |  |  | Corphosted
| in-blr-ananta-ddc-251 | blr | bos_saintgobain_sagewindow | 5C:C2:13:05:DB:E4 | 100.95.208.0/20 |  |  |  | Corphosted
| in-blr-ananta-ddc-252 | blr | bos_saintgobain_sagewindow | 5C:C2:13:05:DB:31 | 100.95.208.0/20 |  |  |  | Corphosted
| in-blr-ananta-ddc-253 | blr | bos_saintgobain_sagewindow | 5C:C2:13:05:DB:96 | 100.95.208.0/20 |  |  |  | Corphosted
| in-blr-ananta-ddc-254 | blr | bos_saintgobain_sagewindow | 5C:C2:13:05:DB:E2 | 100.95.208.0/20 |  |  |  | Corphosted
| in-blr-ananta-ddc-255 | blr | bos_saintgobain_sagewindow | 5C:C2:13:05:DC:17 | 100.95.208.0/20 |  |  |  | Corphosted
| in-blr-ananta-ddc-256 | blr | bos_saintgobain_sagewindow | 5C:C2:13:05:DC:41 | 100.95.208.0/20 |  |  |  | Corphosted
| in-blr-ananta-ddc-257 | blr | bos_saintgobain_sagewindow | 5C:C2:13:05:DB:86 | 100.95.208.0/20 |  |  |  | Corphosted
| in-blr-ananta-ddc-258 | blr | bos_saintgobain_sagewindow | 5C:C2:13:05:DB:DB | 100.95.208.0/20 |  |  |  | Corphosted
| in-blr-ananta-ddc-259 | blr | bos_saintgobain_sagewindow | 5C:C2:13:05:DC:0C | 100.95.208.0/20 |  |  |  | Corphosted
| in-blr-ananta-ddc-260 | blr | bos_saintgobain_sagewindow | 5C:C2:13:05:DC:4E | 100.95.208.0/20 |  |  |  | Corphosted
| in-blr-ananta-ddc-261 | blr | bos_saintgobain_sagewindow | 5C:C2:13:05:DB:ED | 100.95.208.0/20 |  |  |  | Corphosted
| in-blr-ananta-ddc-262 | blr | bos_saintgobain_sagewindow | 5C:C2:13:05:DB:F4 | 100.95.208.0/20 |  |  |  | Corphosted
| in-blr-ananta-ddc-263 | blr | bos_saintgobain_sagewindow | 5C:C2:13:05:DD:44 | 100.95.208.0/20 |  |  |  | Corphosted
| in-blr-ananta-ddc-264 | blr | bos_saintgobain_sagewindow | 5C:C2:13:05:DD:9E | 100.95.208.0/20 |  |  |  | Corphosted
| in-blr-ananta-ddc-265 | blr | bos_saintgobain_sagewindow | 5C:C2:13:05:DC:24 | 100.95.208.0/20 |  |  |  | Corphosted
| in-blr-ananta-ddc-266 | blr | bos_saintgobain_sagewindow | 5C:C2:13:05:DB:D0 | 100.95.208.0/20 |  |  |  | Corphosted
| in-blr-ananta-ddc-267 | blr | bos_saintgobain_sagewindow | 5C:C2:13:05:DD:CF | 100.95.208.0/20 |  |  |  | Corphosted
| in-blr-ananta-ddc-268 | blr | bos_saintgobain_sagewindow | 5C:C2:13:05:DC:29 | 100.95.208.0/20 |  |  |  | Corphosted
| in-blr-ananta-ddc-269 | blr | bos_saintgobain_sagewindow | 5C:C2:13:05:DB:E0 | 100.95.208.0/20 |  |  |  | Corphosted
| in-blr-ananta-ddc-270 | blr | bos_saintgobain_sagewindow | 5C:C2:13:05:DB:8F | 100.95.208.0/20 |  |  |  | Corphosted
| in-blr-ananta-ddc-271 | blr | bos_saintgobain_sagewindow | 5C:C2:13:05:DB:E3 | 100.95.208.0/20 |  |  |  | Corphosted
| in-blr-ananta-ddc-272 | blr | bos_saintgobain_sagewindow | 5C:C2:13:05:DD:57 | 100.95.208.0/20 |  |  |  | Corphosted
| in-blr-ananta-ddc-273 | blr | bos_saintgobain_sagewindow | 5C:C2:13:05:DB:E9 | 100.95.208.0/20 |  |  |  | Corphosted
| in-blr-ananta-ddc-274 | blr | bos_saintgobain_sagewindow | 5C:C2:13:05:DD:AA | 100.95.208.0/20 |  |  |  | Corphosted
| in-blr-ananta-ddc-275 | blr | bos_saintgobain_sagewindow | 5C:C2:13:05:DB:85 | 100.95.208.0/20 |  |  |  | Corphosted
| in-blr-ananta-ddc-276 | blr | bos_saintgobain_sagewindow | 5C:C2:13:05:DC:DE | 100.95.208.0/20 |  |  |  | Corphosted
| in-blr-ananta-ddc-277 | blr | bos_saintgobain_sagewindow | 5C:C2:13:05:DC:43 | 100.95.208.0/20 |  |  |  | Corphosted
| in-blr-ananta-ddc-278 | blr | bos_saintgobain_sagewindow | 5C:C2:13:05:DB:E8 | 100.95.208.0/20 |  |  |  | Corphosted
| in-blr-ananta-ddc-279 | blr | bos_saintgobain_sagewindow | 5C:C2:13:05:DA:4A | 100.95.208.0/20 |  |  |  | Corphosted
| in-blr-ananta-ddc-280 | blr | bos_saintgobain_sagewindow | 5C:C2:13:05:DC:45 | 100.95.208.0/20 |  |  |  | Corphosted
| in-blr-ananta-ddc-281 | blr | bos_saintgobain_sagewindow | 5C:C2:13:05:DB:87 | 100.95.208.0/20 |  |  |  | Corphosted
| in-blr-ananta-ddc-282 | blr | bos_saintgobain_sagewindow | 5C:C2:13:05:DC:54 | 100.95.208.0/20 |  |  |  | Corphosted
| in-blr-ananta-ddc-283 | blr | bos_saintgobain_sagewindow | 5C:C2:13:05:DA:56 | 100.95.208.0/20 |  |  |  | Corphosted
| in-blr-ananta-ddc-284 | blr | bos_saintgobain_sagewindow | 5C:C2:13:05:DA:5D | 100.95.208.0/20 |  |  |  | Corphosted
| in-blr-ananta-ddc-285 | blr | bos_saintgobain_sagewindow | 5C:C2:13:05:DB:C8 | 100.95.208.0/20 |  |  |  | Corphosted
| in-blr-ananta-ddc-286 | blr | bos_saintgobain_sagewindow | 5C:C2:13:05:DB:89 | 100.95.208.0/20 |  |  |  | Corphosted
| in-blr-ananta-ddc-287 | blr | bos_saintgobain_sagewindow | 5C:C2:13:05:DB:E5 | 100.95.208.0/20 |  |  |  | Corphosted
| in-blr-ananta-ddc-288 | blr | bos_saintgobain_sagewindow | 5C:C2:13:05:DA:55 | 100.95.208.0/20 |  |  |  | Corphosted
| in-blr-ananta-ddc-289 | blr | bos_saintgobain_sagewindow | 5C:C2:13:05:D6:55 | 100.95.208.0/20 |  |  |  | Corphosted
| in-blr-ananta-ddc-290 | blr | bos_saintgobain_sagewindow | 5C:C2:13:05:DA:4C | 100.95.208.0/20 |  |  |  | Corphosted
| in-blr-ananta-ddc-291 | blr | bos_saintgobain_sagewindow | 5C:C2:13:05:DC:22 | 100.95.208.0/20 |  |  |  | Corphosted
| in-blr-ananta-ddc-292 | blr | bos_saintgobain_sagewindow | 5C:C2:13:05:DB:8E | 100.95.208.0/20 |  |  |  | Corphosted
| in-blr-ananta-ddc-293 | blr | bos_saintgobain_sagewindow | 5C:C2:13:05:DA:3C | 100.95.208.0/20 |  |  |  | Corphosted
| in-blr-ananta-ddc-294 | blr | bos_saintgobain_sagewindow | 5C:C2:13:05:DB:D4 | 100.95.208.0/20 |  |  |  | Corphosted
| in-blr-ananta-ddc-295 | blr | bos_saintgobain_sagewindow | 5C:C2:13:05:DD:55 | 100.95.208.0/20 |  |  |  | Corphosted
| in-blr-ananta-ddc-296 | blr | bos_saintgobain_sagewindow | 5C:C2:13:05:DC:12 | 100.95.208.0/20 |  |  |  | Corphosted
| in-blr-ananta-ddc-297 | blr | bos_saintgobain_sagewindow | 5C:C2:13:05:DC:3A | 100.95.208.0/20 |  |  |  | Corphosted
| in-blr-ananta-ddc-298 | blr | bos_saintgobain_sagewindow | 5C:C2:13:05:DC:55 | 100.95.208.0/20 |  |  |  | Corphosted
| in-blr-ananta-ddc-299 | blr | bos_saintgobain_sagewindow | 5C:C2:13:05:DC:4A | 100.95.208.0/20 |  |  |  | Corphosted
| in-blr-ananta-ddc-300 | blr | bos_saintgobain_sagewindow | 5C:C2:13:05:DD:BE | 100.95.208.0/20 |  |  |  | Corphosted
| in-blr-ananta-ddc-301 | blr | bos_saintgobain_sagewindow | 5C:C2:13:05:DC:1F | 100.95.208.0/20 |  |  |  | Corphosted
| in-blr-ananta-ddc-302 | blr | bos_saintgobain_sagewindow | 5C:C2:13:05:DC:FA | 100.95.208.0/20 |  |  |  | Corphosted
| in-blr-ananta-ddc-303 | blr | bos_saintgobain_sagewindow | 5C:C2:13:05:DB:DC | 100.95.208.0/20 |  |  |  | Corphosted
| in-blr-ananta-ddc-304 | blr | bos_saintgobain_sagewindow | 5C:C2:13:05:DD:56 | 100.95.208.0/20 |  |  |  | Corphosted
| in-blr-ananta-ddc-305 | blr | bos_saintgobain_sagewindow | 5C:C2:13:05:DA:59 | 100.95.208.0/20 |  |  |  | Corphosted
| in-blr-ananta-ddc-306 | blr | bos_saintgobain_sagewindow | 5C:C2:13:05:DB:88 | 100.95.208.0/20 |  |  |  | Corphosted
| in-blr-ananta-ddc-307 | blr | bos_saintgobain_sagewindow | 5C:C2:13:05:DB:E1 | 100.95.208.0/20 |  |  |  | Corphosted
| in-blr-ananta-ddc-308 | blr | bos_saintgobain_sagewindow | 5C:C2:13:05:DC:10 | 100.95.208.0/20 |  |  |  | Corphosted
| in-blr-ananta-ddc-309 | blr | bos_saintgobain_sagewindow | 5C:C2:13:05:DD:45 | 100.95.208.0/20 |  |  |  | Corphosted
| in-blr-ananta-ddc-310 | blr | bos_saintgobain_sagewindow | 5C:C2:13:05:DD:97 | 100.95.208.0/20 |  |  |  | Corphosted
| in-blr-ananta-ddc-311 | blr | bos_saintgobain_sagewindow | 5C:C2:13:05:DC:16 | 100.95.208.0/20 |  |  |  | Corphosted
| in-blr-ananta-ddc-312 | blr | bos_saintgobain_sagewindow | 5C:C2:13:05:DA:57 | 100.95.208.0/20 |  |  |  | Corphosted
| in-blr-ananta-ddc-313 | blr | bos_saintgobain_sagewindow | 5C:C2:13:05:DC:13 | 100.95.208.0/20 |  |  |  | Corphosted
| in-blr-ananta-ddc-314 | blr | bos_saintgobain_sagewindow | 5C:C2:13:05:DB:E6 | 100.95.208.0/20 |  |  |  | Corphosted
| in-blr-ananta-ddc-315 | blr | bos_saintgobain_sagewindow | 5C:C2:13:05:DB:81 | 100.95.208.0/20 |  |  |  | Corphosted
| in-blr-ananta-ddc-316 | blr | bos_saintgobain_sagewindow | 5C:C2:13:05:DB:C7 | 100.95.208.0/20 |  |  |  | Corphosted
| in-blr-ananta-ddc-317 | blr | bos_saintgobain_sagewindow | 5C:C2:13:05:DB:F6 | 100.95.208.0/20 |  |  |  | Corphosted
| in-blr-ananta-ddc-318 | blr | bos_saintgobain_sagewindow | 5C:C2:13:05:DD:BD | 100.95.208.0/20 |  |  |  | Corphosted
| in-blr-ananta-ddc-319 | blr | bos_saintgobain_sagewindow | 5C:C2:13:05:DC:18 | 100.95.208.0/20 |  |  |  | Corphosted
| in-blr-ananta-ddc-320 | blr | bos_saintgobain_sagewindow | 5C:C2:13:06:DD:B9 | 100.95.208.0/20 |  |  |  | Corphosted
| in-blr-ananta-ddc-321 | blr | bos_saintgobain_sagewindow | 5C:C2:13:05:DB:94 | 100.95.208.0/20 |  |  |  | Corphosted
| in-blr-ananta-ddc-322 | blr | bos_saintgobain_sagewindow | 5C:C2:13:05:DA:60 | 100.95.208.0/20 |  |  |  | Corphosted
| in-blr-ananta-ddc-323 | blr | bos_saintgobain_sagewindow | 5C:C2:13:05:DA:4B | 100.95.208.0/20 |  |  |  | Corphosted
| in-blr-ananta-ddc-324 | blr | bos_saintgobain_sagewindow | 5C:C2:13:06:87:77 | 100.95.208.0/20 |  |  |  | Corphosted
| in-blr-ananta-ddc-325 | blr | bos_saintgobain_sagewindow | 5C:C2:13:06:8D:AA | 100.95.208.0/20 |  |  |  | Corphosted
| in-blr-ananta-ddc-326 | blr | bos_saintgobain_sagewindow | 5C:C2:13:05:DC:09 | 100.95.208.0/20 |  |  |  | Corphosted
| in-blr-ananta-ddc-327 | blr | bos_saintgobain_sagewindow | 5C:C2:13:06:8D:9F | 100.95.208.0/20 |  |  |  | Corphosted
| in-blr-ananta-ddc-328 | blr | bos_saintgobain_sagewindow | 5C:C2:13:06:87:74 | 100.95.208.0/20 |  |  |  | Corphosted
| in-blr-ananta-ddc-329 | blr | bos_saintgobain_sagewindow | 5C:C2:13:06:87:88 | 100.95.208.0/20 |  |  |  | Corphosted
| in-blr-ananta-ddc-330 | blr | bos_saintgobain_sagewindow | 5C:C2:13:06:8D:A2 | 100.95.208.0/20 |  |  |  | Corphosted
| in-blr-ananta-ddc-331 | blr | bos_saintgobain_sagewindow | 5C:C2:13:06:8D:7E | 100.95.208.0/20 |  |  |  | Corphosted
| in-blr-ananta-ddc-332 | blr | bos_saintgobain_sagewindow | 5C:C2:13:06:8D:A8 | 100.95.208.0/20 |  |  |  | Corphosted
| in-blr-ananta-ddc-333 | blr | bos_saintgobain_sagewindow | 5C:C2:13:05:DB:F8 | 100.95.208.0/20 |  |  |  | Corphosted
| in-blr-ananta-ddc-334 | blr | bos_saintgobain_sagewindow | 5C:C2:13:06:8D:83 | 100.95.208.0/20 |  |  |  | Corphosted
| in-blr-ananta-ddc-335 | blr | bos_saintgobain_sagewindow | 5C:C2:13:06:8D:96 | 100.95.208.0/20 |  |  |  | Corphosted
| in-blr-ananta-ddc-336 | blr | bos_saintgobain_sagewindow | 5C:C2:13:06:8D:6D | 100.95.208.0/20 |  |  |  | Corphosted
| in-blr-ananta-ddc-337 | blr | bos_saintgobain_sagewindow | 5C:C2:13:06:8D:71 | 100.95.208.0/20 |  |  |  | Corphosted
| in-blr-ananta-ddc-338 | blr | bos_saintgobain_sagewindow | 5C:C2:13:06:8D:8C | 100.95.208.0/20 |  |  |  | Corphosted
| in-blr-ananta-ddc-339 | blr | bos_saintgobain_sagewindow | 5C:C2:13:06:8D:99 | 100.95.208.0/20 |  |  |  | Corphosted
| in-blr-ananta-ddc-340 | blr | bos_saintgobain_sagewindow | 5C:C2:13:05:DC:3C | 100.95.208.0/20 |  |  |  | Corphosted
| in-blr-ananta-ddc-341 | blr | bos_saintgobain_sagewindow | 5C:C2:13:05:C2:3D | 100.95.208.0/20 |  |  |  | Corphosted
| in-blr-ananta-ddc-342 | blr | bos_saintgobain_sagewindow | 5C:C2:13:06:87:81 | 100.95.208.0/20 |  |  |  | Corphosted
| in-blr-ananta-ddc-343 | blr | bos_saintgobain_sagewindow | 5C:C2:13:06:8D:A1 | 100.95.208.0/20 |  |  |  | Corphosted
| in-blr-ananta-ddc-344 | blr | bos_saintgobain_sagewindow | 5C:C2:13:06:87:9A | 100.95.208.0/20 |  |  |  | Corphosted
| in-blr-ananta-ddc-345 | blr | bos_saintgobain_sagewindow | 5C:C2:13:06:8D:A3 | 100.95.208.0/20 |  |  |  | Corphosted
| in-blr-ananta-ddc-346 | blr | bos_saintgobain_sagewindow | 5C:C2:13:06:8D:85 | 100.95.208.0/20 |  |  |  | Corphosted
| in-blr-ananta-ddc-347 | blr | bos_saintgobain_sagewindow | 5C:C2:13:06:8D:93 | 100.95.208.0/20 |  |  |  | Corphosted
| in-blr-ananta-ddc-348 | blr | bos_saintgobain_sagewindow | 5C:C2:13:06:8D:9C | 100.95.208.0/20 |  |  |  | Corphosted
| in-blr-ananta-ddc-349 | blr | bos_saintgobain_sagewindow | 5C:C2:13:06:89:49 | 100.95.208.0/20 |  |  |  | Corphosted
| in-blr-ananta-ddc-350 | blr | bos_saintgobain_sagewindow | 5C:C2:13:06:89:5F | 100.95.208.0/20 |  |  |  | Corphosted
| in-blr-ananta-ddc-351 | blr | bos_saintgobain_sagewindow | 5C:C2:13:06:D9:5F | 100.95.208.0/20 |  |  |  | Corphosted
| in-blr-ananta-ddc-352 | blr | bos_saintgobain_sagewindow | 5C:C2:13:06:8D:91 | 100.95.208.0/20 |  |  |  | Corphosted
| in-blr-ananta-ddc-353 | blr | bos_saintgobain_sagewindow | 5C:C2:13:06:87:6F | 100.95.208.0/20 |  |  |  | Corphosted
| in-blr-ananta-ddc-354 | blr | bos_saintgobain_sagewindow | 5C:C2:13:06:85:E4 | 100.95.208.0/20 |  |  |  | Corphosted
| in-blr-ananta-ddc-355 | blr | bos_saintgobain_sagewindow | 5C:C2:13:06:8D:A6 | 100.95.208.0/20 |  |  |  | Corphosted
| in-blr-ananta-ddc-356 | blr | bos_saintgobain_sagewindow | 5C:C2:13:06:87:96 | 100.95.208.0/20 |  |  |  | Corphosted
| in-blr-ananta-ddc-357 | blr | bos_saintgobain_sagewindow | 5C:C2:13:05:DB:8C | 100.95.208.0/20 |  |  |  | Corphosted
| in-blr-ananta-ddc-358 | blr | bos_saintgobain_sagewindow | 5C:C2:13:06:89:36 | 100.95.208.0/20 |  |  |  | Corphosted
| in-blr-ananta-ddc-359 | blr | bos_saintgobain_sagewindow | 5C:C2:13:06:8D:EC | 100.95.208.0/20 |  |  |  | Corphosted
| in-blr-ananta-ddc-360 | blr | bos_saintgobain_sagewindow | 5C:C2:13:06:87:8E | 100.95.208.0/20 |  |  |  | Corphosted
| in-blr-ananta-ddc-361 | blr | bos_saintgobain_sagewindow | 5C:C2:13:06:8D:9B | 100.95.208.0/20 |  |  |  | Corphosted
| in-blr-ananta-ddc-362 | blr | bos_saintgobain_sagewindow | 5C:C2:13:05:DC:05 | 100.95.208.0/20 |  |  |  | Corphosted
| in-blr-ananta-ddc-363 | blr | bos_saintgobain_sagewindow | 5C:C2:13:06:8D:72 | 100.95.208.0/20 |  |  |  | Corphosted
| in-blr-ananta-ddc-364 | blr | bos_saintgobain_sagewindow | 5C:C2:13:06:8D:98 | 100.95.208.0/20 |  |  |  | Corphosted
| in-blr-ananta-ddc-365 | blr | bos_saintgobain_sagewindow | 5C:C2:13:05:DB:EB | 100.95.208.0/20 |  |  |  | Corphosted
| in-blr-ananta-ddc-366 | blr | bos_saintgobain_sagewindow | 5C:C2:13:05:DB:D9 | 100.95.208.0/20 |  |  |  | Corphosted
| in-blr-ananta-ddc-367 | blr | bos_saintgobain_sagewindow | 5C:C2:13:06:89:4C | 100.95.208.0/20 |  |  |  | Corphosted
| in-blr-ananta-ddc-368 | blr | bos_saintgobain_sagewindow | 5C:C2:13:06:87:69 | 100.95.208.0/20 |  |  |  | Corphosted
| in-blr-ananta-ddc-369 | blr | bos_saintgobain_sagewindow | 5C:C2:13:06:87:95 | 100.95.208.0/20 |  |  |  | Corphosted
| in-blr-ananta-ddc-370 | blr | bos_saintgobain_sagewindow | 5C:C2:13:06:87:80 | 100.95.208.0/20 |  |  |  | Corphosted
| in-blr-ananta-ddc-371 | blr | bos_saintgobain_sagewindow | 5C:C2:13:06:87:6A | 100.95.208.0/20 |  |  |  | Corphosted
| in-blr-ananta-ddc-372 | blr | bos_saintgobain_sagewindow | 5C:C2:13:05:DB:97 | 100.95.208.0/20 |  |  |  | Corphosted
| in-blr-ananta-ddc-373 | blr | bos_saintgobain_sagewindow | 5C:C2:13:05:DD:41 | 100.95.208.0/20 |  |  |  | Corphosted
| in-blr-ananta-ddc-374 | blr | bos_saintgobain_sagewindow | 5C:C2:13:05:DB:DD | 100.95.208.0/20 |  |  |  | Corphosted
| in-blr-ananta-ddc-375 | blr | bos_saintgobain_sagewindow | 5C:C2:13:05:DB:DE | 100.95.208.0/20 |  |  |  | Corphosted
| in-blr-ananta-ddc-376 | blr | bos_saintgobain_sagewindow | 5C:C2:13:05:8F:84 | 100.95.208.0/20 |  |  |  | Corphosted
| in-blr-ananta-ddc-377 | blr | bos_saintgobain_sagewindow | 5C:C2:13:07:7A:03 | 100.95.208.0/20 |  |  |  | Corphosted
| in-blr-ananta-ddc-378 | blr | bos_saintgobain_sagewindow | 5C:C2:13:07:7A:4C | 100.95.208.0/20 |  |  |  | Corphosted
| in-blr-ananta-hli-201 | blr | bos_saintgobain_sagewindow | B8:27:EB:7E:CA:FE | 100.95.208.0/20 |  |  |  | Corphosted
| in-blr-ananta-hli-202 | blr | bos_saintgobain_sagewindow | B8:27:EB:31:28:A9 | 100.95.208.0/20 |  |  |  | Corphosted
| in-blr-ananta-hli-203 | blr | bos_saintgobain_sagewindow | B8:27:EB:D2:50:12 | 100.95.208.0/20 |  |  |  | Corphosted
| in-blr-ananta-hli-204 | blr | bos_saintgobain_sagewindow | B8:27:EB:E8:B4:3F | 100.95.208.0/20 |  |  |  | Corphosted
| in-blr-ananta-hli-205 | blr | bos_saintgobain_sagewindow | B8:27:EB:1F:CF:FE | 100.95.208.0/20 |  |  |  | Corphosted
| in-blr-ananta-hli-206 | blr | bos_saintgobain_sagewindow | B8:27:EB:68:DF:B6 | 100.95.208.0/20 |  |  |  | Corphosted
| in-blr-ananta-hli-207 | blr | bos_saintgobain_sagewindow | B8:27:EB:73:58:EF | 100.95.208.0/20 |  |  |  | Corphosted
| in-blr-ananta-hli-208 | blr | bos_saintgobain_sagewindow | B8:27:EB:B1:CB:B1 | 100.95.208.0/20 |  |  |  | Corphosted
| in-blr-ananta-hli-209 | blr | bos_saintgobain_sagewindow | B8:27:EB:C2:6D:B4 | 100.95.208.0/20 |  |  |  | Corphosted
| in-blr-ananta-hli-210 | blr | bos_saintgobain_sagewindow | B8:27:EB:A9:2D:7A | 100.95.208.0/20 |  |  |  | Corphosted
| in-blr-ananta-hli-211 | blr | bos_saintgobain_sagewindow | B8:27:EB:85:FE:65 | 100.95.208.0/20 |  |  |  | Corphosted
| in-blr-ananta-hli-212 | blr | bos_saintgobain_sagewindow | B8:27:EB:6A:5A:81 | 100.95.208.0/20 |  |  |  | Corphosted
| in-blr-ananta-hli-213 | blr | bos_saintgobain_sagewindow | B8:27:EB:EB:9F:A6 | 100.95.208.0/20 |  |  |  | Corphosted
| in-blr-ananta-hli-214 | blr | bos_saintgobain_sagewindow | B8:27:EB:91:A0:1B | 100.95.208.0/20 |  |  |  | Corphosted
| in-blr-ananta-hli-215 | blr | bos_saintgobain_sagewindow | B8:27:EB:E3:3A:6B | 100.95.208.0/20 |  |  |  | Corphosted
| in-blr-ananta-hli-216 | blr | bos_saintgobain_sagewindow | B8:27:EB:5C:50:E6 | 100.95.208.0/20 |  |  |  | Corphosted
| in-blr-ananta-hli-217 | blr | bos_saintgobain_sagewindow | B8:27:EB:E5:F0:39 | 100.95.208.0/20 |  |  |  | Corphosted
| in-blr-ananta-hli-218 | blr | bos_saintgobain_sagewindow | B8:27:EB:70:3A:EE | 100.95.208.0/20 |  |  |  | Corphosted
| in-blr-ananta-hli-219 | blr | bos_saintgobain_sagewindow | B8:27:EB:95:96:A1 | 100.95.208.0/20 |  |  |  | Corphosted
| in-blr-ananta-hli-220 | blr | bos_saintgobain_sagewindow | B8:27:EB:BD:3F:ED | 100.95.208.0/20 |  |  |  | Corphosted
| in-blr-ananta-hli-221 | blr | bos_saintgobain_sagewindow | B8:27:EB:6C:12:56 | 100.95.208.0/20 |  |  |  | Corphosted
| in-blr-ananta-hli-222 | blr | bos_saintgobain_sagewindow | B8:27:EB:D3:AE:FB | 100.95.208.0/20 |  |  |  | Corphosted
| in-blr-ananta-hli-223 | blr | bos_saintgobain_sagewindow | B8:27:EB:51:B3:97 | 100.95.208.0/20 |  |  |  | Corphosted
| in-blr-ananta-hli-224 | blr | bos_saintgobain_sagewindow | B8:27:EB:62:9A:15 | 100.95.208.0/20 |  |  |  | Corphosted
| in-blr-ananta-hli-225 | blr | bos_saintgobain_sagewindow | B8:27:EB:EA:DA:83 | 100.95.208.0/20 |  |  |  | Corphosted
| in-blr-ananta-hli-226 | blr | bos_saintgobain_sagewindow | B8:27:EB:18:AE:60 | 100.95.208.0/20 |  |  |  | Corphosted
| in-blr-ananta-hli-227 | blr | bos_saintgobain_sagewindow | B8:27:EB:74:05:E7 | 100.95.208.0/20 |  |  |  | Corphosted
| in-blr-ananta-hli-228 | blr | bos_saintgobain_sagewindow | B8:27:EB:73:CC:ED | 100.95.208.0/20 |  |  |  | Corphosted
| in-blr-ananta-hli-229 | blr | bos_saintgobain_sagewindow | B8:27:EB:12:82:C2 | 100.95.208.0/20 |  |  |  | Corphosted
| in-blr-ananta-hli-230 | blr | bos_saintgobain_sagewindow | B8:27:EB:E3:3A:D7 | 100.95.208.0/20 |  |  |  | Corphosted
| in-blr-ananta-hli-231 | blr | bos_saintgobain_sagewindow | B8:27:EB:AA:F1:1A | 100.95.208.0/20 |  |  |  | Corphosted
| in-blr-ananta-hli-232 | blr | bos_saintgobain_sagewindow | B8:27:EB:0A:CC:68 | 100.95.208.0/20 |  |  |  | Corphosted
| in-blr-ananta-hli-233 | blr | bos_saintgobain_sagewindow | B8:27:EB:AC:D0:00 | 100.95.208.0/20 |  |  |  | Corphosted
| in-blr-ananta-hli-234 | blr | bos_saintgobain_sagewindow | B8:27:EB:7A:07:0E | 100.95.208.0/20 |  |  |  | Corphosted
| in-blr-ananta-hli-235 | blr | bos_saintgobain_sagewindow | B8:27:EB:F1:86:78 | 100.95.208.0/20 |  |  |  | Corphosted
| in-blr-ananta-hli-236 | blr | bos_saintgobain_sagewindow | B8:27:EB:9F:B3:AB | 100.95.208.0/20 |  |  |  | Corphosted
| in-blr-ananta-hli-237 | blr | bos_saintgobain_sagewindow | B8:27:EB:BC:EE:11 | 100.95.208.0/20 |  |  |  | Corphosted
| in-blr-ananta-hli-238 | blr | bos_saintgobain_sagewindow | B8:27:EB:90:96:09 | 100.95.208.0/20 |  |  |  | Corphosted
| in-blr-ananta-hli-239 | blr | bos_saintgobain_sagewindow | B8:27:EB:0B:E0:5F | 100.95.208.0/20 |  |  |  | Corphosted
| in-blr-ananta-hli-240 | blr | bos_saintgobain_sagewindow | B8:27:EB:F6:21:AD | 100.95.208.0/20 |  |  |  | Corphosted
| in-blr-ananta-hli-241 | blr | bos_saintgobain_sagewindow | B8:27:EB:BC:3F:9F | 100.95.208.0/20 |  |  |  | Corphosted
| in-blr-ananta-hli-242 | blr | bos_saintgobain_sagewindow | B8:27:EB:DC:F2:E9 | 100.95.208.0/20 |  |  |  | Corphosted
| in-blr-ananta-hli-243 | blr | bos_saintgobain_sagewindow | B8:27:EB:76:5C:3A | 100.95.208.0/20 |  |  |  | Corphosted
| in-blr-ananta-hli-244 | blr | bos_saintgobain_sagewindow | B8:27:EB:B0:A8:95 | 100.95.208.0/20 |  |  |  | Corphosted
| in-blr-ananta-hli-245 | blr | bos_saintgobain_sagewindow | B8:27:EB:81:DD:C8 | 100.95.208.0/20 |  |  |  | Corphosted
| in-blr-ananta-hli-246 | blr | bos_saintgobain_sagewindow | B8:27:EB:CE:18:87 | 100.95.208.0/20 |  |  |  | Corphosted
| in-blr-ananta-ddc-1 | blr | bos_saintgobain_sagewindow | 00:E0:C9:28:D1:75 | 100.95.208.0/20 |  |  |  | Corphosted
| in-blr-ananta-hli-1 | blr | bos_saintgobain_sagewindow | 00:E0:C9:28:E3:AB | 100.95.208.0/20 |  |  |  | Corphosted
| in-blr-ananta-ddc-2 | blr | bos_saintgobain_sagewindow | 00:E0:C9:28:D1:9B | 100.95.208.0/20 |  |  |  | Corphosted
| in-blr-ananta-ddc-3 | blr | bos_saintgobain_sagewindow | 00:E0:C9:28:D1:4B | 100.95.208.0/20 |  |  |  | Corphosted
| in-blr-ananta-ddc-4 | blr | bos_saintgobain_sagewindow | 00:E0:C9:28:C9:B2 | 100.95.208.0/20 |  |  |  | Corphosted
| in-blr-ananta-hli-2 | blr | bos_saintgobain_sagewindow | 00:E0:C9:28:E3:E9 | 100.95.208.0/20 |  |  |  | Corphosted
| in-blr-ananta-ddc-5 | blr | bos_saintgobain_sagewindow | 00:E0:C9:28:BE:84 | 100.95.208.0/20 |  |  |  | Corphosted
| in-blr-ananta-ddc-6 | blr | bos_saintgobain_sagewindow | 00:E0:C9:28:BE:2A | 100.95.208.0/20 |  |  |  | Corphosted
| in-blr-ananta-hli-3 | blr | bos_saintgobain_sagewindow | 00:E0:C9:28:DA:D1 | 100.95.208.0/20 |  |  |  | Corphosted
| in-blr-ananta-hli-4 | blr | bos_saintgobain_sagewindow | 00:E0:C9:28:E3:B1 | 100.95.208.0/20 |  |  |  | Corphosted
| in-blr-ananta-ddc-7 | blr | bos_saintgobain_sagewindow | 00:E0:C9:28:DB:3D | 100.95.208.0/20 |  |  |  | Corphosted
| in-blr-ananta-hli-5 | blr | bos_saintgobain_sagewindow | 00:E0:C9:28:DA:FB | 100.95.208.0/20 |  |  |  | Corphosted
| in-blr-ananta-ddc-8 | blr | bos_saintgobain_sagewindow | 00:E0:C9:28:E3:2F | 100.95.208.0/20 |  |  |  | Corphosted
| in-blr-ananta-hli-6 | blr | bos_saintgobain_sagewindow | 00:E0:C9:28:DA:2D | 100.95.208.0/20 |  |  |  | Corphosted
| in-blr-ananta-ddc-9 | blr | bos_saintgobain_sagewindow | 00:E0:C9:28:D2:21 | 100.95.208.0/20 |  |  |  | Corphosted
| in-blr-ananta-hli-7 | blr | bos_saintgobain_sagewindow | 00:E0:C9:28:DA:A7 | 100.95.208.0/20 |  |  |  | Corphosted
| in-blr-ananta-ddc-10 | blr | bos_saintgobain_sagewindow | 00:E0:C9:28:E3:33 | 100.95.208.0/20 |  |  |  | Corphosted
| in-blr-ananta-hli-8 | blr | bos_saintgobain_sagewindow | 00:E0:C9:28:DA:F9 | 100.95.208.0/20 |  |  |  | Corphosted
| in-blr-ananta-hli-9 | blr | bos_saintgobain_sagewindow | 00:E0:C9:28:DB:71 | 100.95.208.0/20 |  |  |  | Corphosted
| in-blr-ananta-hli-10 | blr | bos_saintgobain_sagewindow | 00:E0:C9:28:DA:87 | 100.95.208.0/20 |  |  |  | Corphosted
| in-blr-ananta-ddc-11 | blr | bos_saintgobain_sagewindow | 00:E0:C9:28:C8:26 | 100.95.208.0/20 |  |  |  | Corphosted
| in-blr-ananta-hli-11 | blr | bos_saintgobain_sagewindow | 00:E0:C9:28:DB:59 | 100.95.208.0/20 |  |  |  | Corphosted
| in-blr-ananta-ddc-12 | blr | bos_saintgobain_sagewindow | 00:E0:C9:28:D1:E3 | 100.95.208.0/20 |  |  |  | Corphosted
| in-blr-ananta-hli-12 | blr | bos_saintgobain_sagewindow | 00:E0:C9:28:D1:0B | 100.95.208.0/20 |  |  |  | Corphosted
| in-blr-ananta-ddc-13 | blr | bos_saintgobain_sagewindow | 00:E0:C9:28:D1:6F | 100.95.208.0/20 |  |  |  | Corphosted
| in-blr-ananta-hli-13 | blr | bos_saintgobain_sagewindow | 00:E0:C9:28:DA:D9 | 100.95.208.0/20 |  |  |  | Corphosted
| in-blr-ananta-ddc-14 | blr | bos_saintgobain_sagewindow | 00:E0:C9:28:D1:AF | 100.95.208.0/20 |  |  |  | Corphosted
| in-blr-ananta-hli-14 | blr | bos_saintgobain_sagewindow | 00:E0:C9:28:C8:AC | 100.95.208.0/20 |  |  |  | Corphosted
| in-blr-ananta-ddc-15 | blr | bos_saintgobain_sagewindow | 00:E0:C9:28:D2:4D | 100.95.208.0/20 |  |  |  | Corphosted
| in-blr-ananta-hli-15 | blr | bos_saintgobain_sagewindow | 00:E0:C9:28:D1:5B | 100.95.208.0/20 |  |  |  | Corphosted
| in-blr-ananta-ddc-16 | blr | bos_saintgobain_sagewindow | 00:E0:C9:28:E4:0F | 100.95.208.0/20 |  |  |  | Corphosted
| in-blr-ananta-hli-16 | blr | bos_saintgobain_sagewindow | 00:E0:C9:28:DA:67 | 100.95.208.0/20 |  |  |  | Corphosted
| in-blr-ananta-ddc-17 | blr | bos_saintgobain_sagewindow | 00:E0:C9:28:E3:C5 | 100.95.208.0/20 |  |  |  | Corphosted
| in-blr-ananta-hli-17 | blr | bos_saintgobain_sagewindow | 00:E0:C9:28:E3:FD | 100.95.208.0/20 |  |  |  | Corphosted
| in-blr-ananta-ddc-18 | blr | bos_saintgobain_sagewindow | 00:E0:C9:28:DB:53 | 100.95.208.0/20 |  |  |  | Corphosted
| in-blr-ananta-hli-18 | blr | bos_saintgobain_sagewindow | 00:E0:C9:28:BE:86 | 100.95.208.0/20 |  |  |  | Corphosted
| in-blr-ananta-ddc-19 | blr | bos_saintgobain_sagewindow | 00:E0:C9:28:C9:44 | 100.95.208.0/20 |  |  |  | Corphosted
| in-blr-ananta-hli-19 | blr | bos_saintgobain_sagewindow | 00:E0:C9:28:BF:60 | 100.95.208.0/20 |  |  |  | Corphosted
| in-blr-ananta-ddc-20 | blr | bos_saintgobain_sagewindow | 00:E0:C9:28:BE:88 | 100.95.208.0/20 |  |  |  | Corphosted
| in-blr-ananta-hli-20 | blr | bos_saintgobain_sagewindow | 00:E0:C9:28:C9:4A | 100.95.208.0/20 |  |  |  | Corphosted
| in-blr-ananta-ddc-21 | blr | bos_saintgobain_sagewindow | 00:E0:C9:28:D1:2B | 100.95.208.0/20 |  |  |  | Corphosted
| in-blr-ananta-hli-21 | blr | bos_saintgobain_sagewindow | 00:E0:C9:28:C8:F8 | 100.95.208.0/20 |  |  |  | Corphosted
| in-blr-ananta-ddc-22 | blr | bos_saintgobain_sagewindow | 00:E0:C9:28:D1:23 | 100.95.208.0/20 |  |  |  | Corphosted
| in-blr-ananta-hli-22 | blr | bos_saintgobain_sagewindow | 00:E0:C9:28:DA:E1 | 100.95.208.0/20 |  |  |  | Corphosted
| in-blr-ananta-ddc-23 | blr | bos_saintgobain_sagewindow | 00:E0:C9:28:D1:C7 | 100.95.208.0/20 |  |  |  | Corphosted
| in-blr-ananta-hli-23 | blr | bos_saintgobain_sagewindow | 00:E0:C9:28:C9:B8 | 100.95.208.0/20 |  |  |  | Corphosted
| in-blr-ananta-hli-24 | blr | bos_saintgobain_sagewindow | 00:E0:C9:28:C9:AA | 100.95.208.0/20 |  |  |  | Corphosted
| in-blr-ananta-hli-25 | blr | bos_saintgobain_sagewindow | 00:E0:C9:28:E3:7F | 100.95.208.0/20 |  |  |  | Corphosted
| in-blr-ananta-hli-26 | blr | bos_saintgobain_sagewindow | 00:E0:C9:28:E3:7D | 100.95.208.0/20 |  |  |  | Corphosted
| in-blr-ananta-ddc-24 | blr | bos_saintgobain_sagewindow | 00:E0:C9:28:D1:C3 | 100.95.208.0/20 |  |  |  | Corphosted
| in-blr-ananta-ddc-25 | blr | bos_saintgobain_sagewindow | 00:E0:C9:28:DA:ED | 100.95.208.0/20 |  |  |  | Corphosted
| in-blr-ananta-hli-27 | blr | bos_saintgobain_sagewindow | 00:E0:C9:28:DA:61 | 100.95.208.0/20 |  |  |  | Corphosted
| in-blr-ananta-ddc-26 | blr | bos_saintgobain_sagewindow | 00:E0:C9:28:D1:97 | 100.95.208.0/20 |  |  |  | Corphosted
| in-blr-ananta-hli-28 | blr | bos_saintgobain_sagewindow | 00:E0:C9:28:DB:3F | 100.95.208.0/20 |  |  |  | Corphosted
| in-blr-ananta-ddc-27 | blr | bos_saintgobain_sagewindow | 00:E0:C9:28:D1:1B | 100.95.208.0/20 |  |  |  | Corphosted
| in-blr-ananta-hli-29 | blr | bos_saintgobain_sagewindow | 00:E0:C9:28:D1:8F | 100.95.208.0/20 |  |  |  | Corphosted
| in-blr-ananta-ddc-28 | blr | bos_saintgobain_sagewindow | 00:E0:C9:28:D1:7D | 100.95.208.0/20 |  |  |  | Corphosted
| in-blr-ananta-hli-30 | blr | bos_saintgobain_sagewindow | 00:E0:C9:28:C9:B6 | 100.95.208.0/20 |  |  |  | Corphosted
| in-blr-ananta-ddc-29 | blr | bos_saintgobain_sagewindow | 00:E0:C9:28:DB:05 | 100.95.208.0/20 |  |  |  | Corphosted
| in-blr-ananta-hli-31 | blr | bos_saintgobain_sagewindow | 00:E0:C9:28:E3:73 | 100.95.208.0/20 |  |  |  | Corphosted
| in-blr-ananta-ddc-30 | blr | bos_saintgobain_sagewindow | 00:E0:C9:28:D2:07 | 100.95.208.0/20 |  |  |  | Corphosted
| in-blr-ananta-hli-32 | blr | bos_saintgobain_sagewindow | 00:E0:C9:28:C9:AC | 100.95.208.0/20 |  |  |  | Corphosted
| in-blr-ananta-hli-33 | blr | bos_saintgobain_sagewindow | 00:E0:C9:28:E3:CD | 100.95.208.0/20 |  |  |  | Corphosted
| in-blr-ananta-ddc-31 | blr | bos_saintgobain_sagewindow | 00:E0:C9:28:DA:53 | 100.95.208.0/20 |  |  |  | Corphosted
| in-blr-ananta-hli-34 | blr | bos_saintgobain_sagewindow | 00:E0:C9:28:D1:2F | 100.95.208.0/20 |  |  |  | Corphosted
| in-blr-ananta-ddc-32 | blr | bos_saintgobain_sagewindow | 00:E0:C9:28:D1:69 | 100.95.208.0/20 |  |  |  | Corphosted
| in-blr-ananta-hli-35 | blr | bos_saintgobain_sagewindow | 00:E0:C9:28:BE:32 | 100.95.208.0/20 |  |  |  | Corphosted
| in-blr-ananta-ddc-33 | blr | bos_saintgobain_sagewindow | 00:E0:C9:28:D2:37 | 100.95.208.0/20 |  |  |  | Corphosted
| in-blr-ananta-hli-36 | blr | bos_saintgobain_sagewindow | 00:E0:C9:28:D1:3F | 100.95.208.0/20 |  |  |  | Corphosted
| in-blr-ananta-ddc-34 | blr | bos_saintgobain_sagewindow | 00:E0:C9:28:D1:1F | 100.95.208.0/20 |  |  |  | Corphosted
| in-blr-ananta-hli-37 | blr | bos_saintgobain_sagewindow | 00:E0:C9:28:D1:0D | 100.95.208.0/20 |  |  |  | Corphosted
| in-blr-ananta-ddc-35 | blr | bos_saintgobain_sagewindow | 00:E0:C9:28:D2:15 | 100.95.208.0/20 |  |  |  | Corphosted
| in-blr-ananta-hli-38 | blr | bos_saintgobain_sagewindow | 00:E0:C9:28:DA:F3 | 100.95.208.0/20 |  |  |  | Corphosted
| in-blr-ananta-ddc-36 | blr | bos_saintgobain_sagewindow | 00:E0:C9:28:DA:51 | 100.95.208.0/20 |  |  |  | Corphosted
| in-blr-ananta-hli-39 | blr | bos_saintgobain_sagewindow | 00:E0:C9:28:DA:41 | 100.95.208.0/20 |  |  |  | Corphosted
| in-blr-ananta-hli-40 | blr | bos_saintgobain_sagewindow | 00:E0:C9:28:E2:D9 | 100.95.208.0/20 |  |  |  | Corphosted
| in-blr-ananta-hli-41 | blr | bos_saintgobain_sagewindow | 00:E0:C9:28:DB:73 | 100.95.208.0/20 |  |  |  | Corphosted
| in-blr-ananta-ddc-37 | blr | bos_saintgobain_sagewindow | 00:E0:C9:28:C8:12 | 100.95.208.0/20 |  |  |  | Corphosted
| in-blr-ananta-hli-42 | blr | bos_saintgobain_sagewindow | 00:E0:C9:28:C8:B2 | 100.95.208.0/20 |  |  |  | Corphosted
| in-blr-ananta-ddc-38 | blr | bos_saintgobain_sagewindow | 00:E0:C9:28:D1:83 | 100.95.208.0/20 |  |  |  | Corphosted
| in-blr-ananta-hli-43 | blr | bos_saintgobain_sagewindow | 00:E0:C9:28:D1:47 | 100.95.208.0/20 |  |  |  | Corphosted
| in-blr-ananta-ddc-39 | blr | bos_saintgobain_sagewindow | 00:E0:C9:28:D2:1F | 100.95.208.0/20 |  |  |  | Corphosted
| in-blr-ananta-hli-44 | blr | bos_saintgobain_sagewindow | 00:E0:C9:28:DB:31 | 100.95.208.0/20 |  |  |  | Corphosted
| in-blr-ananta-ddc-40 | blr | bos_saintgobain_sagewindow | 00:E0:C9:28:DA:7F | 100.95.208.0/20 |  |  |  | Corphosted
| in-blr-ananta-hli-45 | blr | bos_saintgobain_sagewindow | 00:E0:C9:28:D1:D5 | 100.95.208.0/20 |  |  |  | Corphosted
| in-blr-ananta-ddc-41 | blr | bos_saintgobain_sagewindow | 00:E0:C9:28:D1:39 | 100.95.208.0/20 |  |  |  | Corphosted
| in-blr-ananta-hli-46 | blr | bos_saintgobain_sagewindow | 00:E0:C9:28:D1:13 | 100.95.208.0/20 |  |  |  | Corphosted
| in-blr-ananta-ddc-42 | blr | bos_saintgobain_sagewindow | 00:E0:C9:28:D1:DD | 100.95.208.0/20 |  |  |  | Corphosted
| in-blr-ananta-hli-47 | blr | bos_saintgobain_sagewindow | 00:E0:C9:28:E2:F9 | 100.95.208.0/20 |  |  |  | Corphosted
| in-blr-ananta-hli-48 | blr | bos_saintgobain_sagewindow | 00:E0:C9:28:D1:41 | 100.95.208.0/20 |  |  |  | Corphosted
| in-blr-ananta-hli-49 | blr | bos_saintgobain_sagewindow | 00:E0:C9:28:E3:63 | 100.95.208.0/20 |  |  |  | Corphosted
| in-blr-ananta-ddc-43 | blr | bos_saintgobain_sagewindow | 00:E0:C9:28:DB:01 | 100.95.208.0/20 |  |  |  | Corphosted
| in-blr-ananta-hli-50 | blr | bos_saintgobain_sagewindow | 00:E0:C9:28:E2:D7 | 100.95.208.0/20 |  |  |  | Corphosted
| in-blr-ananta-hli-51 | blr | bos_saintgobain_sagewindow | 00:E0:C9:28:E3:A1 | 100.95.208.0/20 |  |  |  | Corphosted
| in-blr-ananta-hli-52 | blr | bos_saintgobain_sagewindow | 00:E0:C9:28:DA:35 | 100.95.208.0/20 |  |  |  | Corphosted
| in-blr-ananta-hli-53 | blr | bos_saintgobain_sagewindow | 00:E0:C9:28:DA:00 | 100.95.208.0/20 |  |  |  | Corphosted
| in-blr-ananta-ddc-44 | blr | bos_saintgobain_sagewindow | 00:E0:C9:28:D1:1D | 100.95.208.0/20 |  |  |  | Corphosted
| in-blr-ananta-hli-54 | blr | bos_saintgobain_sagewindow | 00:E0:C9:28:C9:E2 | 100.95.208.0/20 |  |  |  | Corphosted
| in-blr-ananta-ddc-45 | blr | bos_saintgobain_sagewindow | 00:E0:C9:28:D1:35 | 100.95.208.0/20 |  |  |  | Corphosted
| in-blr-ananta-hli-55 | blr | bos_saintgobain_sagewindow | 00:E0:C9:28:D1:33 | 100.95.208.0/20 |  |  |  | Corphosted
| in-blr-ananta-ddc-46 | blr | bos_saintgobain_sagewindow | 00:E0:C9:28:E3:29 | 100.95.208.0/20 |  |  |  | Corphosted
| in-blr-ananta-hli-56 | blr | bos_saintgobain_sagewindow | 00:E0:C9:28:E2:E1 | 100.95.208.0/20 |  |  |  | Corphosted
| in-blr-ananta-ddc-47 | blr | bos_saintgobain_sagewindow | 00:E0:C9:28:D8:6D | 100.95.208.0/20 |  |  |  | Corphosted
| in-blr-ananta-hli-57 | blr | bos_saintgobain_sagewindow | 00:E0:C9:28:E3:F9 | 100.95.208.0/20 |  |  |  | Corphosted
| in-blr-ananta-ddc-48 | blr | bos_saintgobain_sagewindow | 00:E0:C9:28:D2:45 | 100.95.208.0/20 |  |  |  | Corphosted
| in-blr-ananta-hli-58 | blr | bos_saintgobain_sagewindow | 00:E0:C9:28:D1:89 | 100.95.208.0/20 |  |  |  | Corphosted
| in-blr-ananta-ddc-49 | blr | bos_saintgobain_sagewindow | 00:E0:C9:28:E2:D3 | 100.95.208.0/20 |  |  |  | Corphosted
| in-blr-ananta-hli-59 | blr | bos_saintgobain_sagewindow | 00:E0:C9:28:D2:25 | 100.95.208.0/20 |  |  |  | Corphosted
| in-blr-ananta-hli-60 | blr | bos_saintgobain_sagewindow | 00:E0:C9:28:E3:CF | 100.95.208.0/20 |  |  |  | Corphosted
| in-blr-ananta-ddc-50 | blr | bos_saintgobain_sagewindow | 00:E0:C9:28:D1:21 | 100.95.208.0/20 |  |  |  | Corphosted
| in-blr-ananta-hli-61 | blr | bos_saintgobain_sagewindow | 00:E0:C9:28:D1:AD | 100.95.208.0/20 |  |  |  | Corphosted
| in-blr-ananta-ddc-51 | blr | bos_saintgobain_sagewindow | 00:E0:C9:28:DB:1D | 100.95.208.0/20 |  |  |  | Corphosted
| in-blr-ananta-hli-62 | blr | bos_saintgobain_sagewindow | 00:E0:C9:28:C9:00 | 100.95.208.0/20 |  |  |  | Corphosted
| in-blr-ananta-ddc-52 | blr | bos_saintgobain_sagewindow | 00:E0:C9:28:DA:93 | 100.95.208.0/20 |  |  |  | Corphosted
| in-blr-ananta-hli-63 | blr | bos_saintgobain_sagewindow | 00:E0:C9:28:D2:1D | 100.95.208.0/20 |  |  |  | Corphosted
| in-blr-ananta-ddc-53 | blr | bos_saintgobain_sagewindow | 00:E0:C9:28:DA:6B | 100.95.208.0/20 |  |  |  | Corphosted
| in-blr-ananta-hli-64 | blr | bos_saintgobain_sagewindow | 00:E0:C9:28:D1:37 | 100.95.208.0/20 |  |  |  | Corphosted
| in-blr-ananta-ddc-54 | blr | bos_saintgobain_sagewindow | 00:E0:C9:28:DA:91 | 100.95.208.0/20 |  |  |  | Corphosted
| in-blr-ananta-hli-65 | blr | bos_saintgobain_sagewindow | 00:E0:C9:28:D2:31 | 100.95.208.0/20 |  |  |  | Corphosted
| in-blr-ananta-hli-66 | blr | bos_saintgobain_sagewindow | 00:E0:C9:28:C8:A0 | 100.95.208.0/20 |  |  |  | Corphosted
| in-blr-ananta-hli-67 | blr | bos_saintgobain_sagewindow | 00:E0:C9:28:00:00 | 100.95.208.0/20 |  |  |  | Corphosted
| in-blr-ananta-hli-68 | blr | bos_saintgobain_sagewindow | 00:E0:C9:28:DB:29 | 100.95.208.0/20 |  |  |  | Corphosted
| in-blr-ananta-ddc-55 | blr | bos_saintgobain_sagewindow | 00:E0:C9:28:D1:EF | 100.95.208.0/20 |  |  |  | Corphosted
| in-blr-ananta-hli-69 | blr | bos_saintgobain_sagewindow | 00:E0:C9:28:DA:95 | 100.95.208.0/20 |  |  |  | Corphosted
| in-blr-ananta-ddc-56 | blr | bos_saintgobain_sagewindow | 00:E0:C9:28:D1:81 | 100.95.208.0/20 |  |  |  | Corphosted
| in-blr-ananta-hli-70 | blr | bos_saintgobain_sagewindow | 00:E0:C9:28:DA:F1 | 100.95.208.0/20 |  |  |  | Corphosted
| in-blr-ananta-ddc-57 | blr | bos_saintgobain_sagewindow | 00:E0:C9:28:DA:3D | 100.95.208.0/20 |  |  |  | Corphosted
| in-blr-ananta-hli-71 | blr | bos_saintgobain_sagewindow | 00:E0:C9:28:D2:39 | 100.95.208.0/20 |  |  |  | Corphosted
| in-blr-ananta-ddc-58 | blr | bos_saintgobain_sagewindow | 00:E0:C9:28:D1:19 | 100.95.208.0/20 |  |  |  | Corphosted
| in-blr-ananta-hli-72 | blr | bos_saintgobain_sagewindow | 00:E0:C9:28:D2:2F | 100.95.208.0/20 |  |  |  | Corphosted
| in-blr-ananta-hli-73 | blr | bos_saintgobain_sagewindow | 00:E0:C9:28:E2:E9 | 100.95.208.0/20 |  |  |  | Corphosted
| in-blr-ananta-hli-74 | blr | bos_saintgobain_sagewindow | 00:E0:C9:28:D2:27 | 100.95.208.0/20 |  |  |  | Corphosted
| in-blr-ananta-hli-75 | blr | bos_saintgobain_sagewindow | 00:E0:C9:28:D1:45 | 100.95.208.0/20 |  |  |  | Corphosted
| in-blr-ananta-hli-76 | blr | bos_saintgobain_sagewindow | 00:E0:C9:28:DB:27 | 100.95.208.0/20 |  |  |  | Corphosted
| in-blr-ananta-ddc-59 | blr | bos_saintgobain_sagewindow | 00:E0:C9:28:DA:37 | 100.95.208.0/20 |  |  |  | Corphosted
| in-blr-ananta-hli-77 | blr | bos_saintgobain_sagewindow | 00:E0:C9:28:DB:13 | 100.95.208.0/20 |  |  |  | Corphosted
| in-blr-ananta-ddc-60 | blr | bos_saintgobain_sagewindow | 00:E0:C9:28:D1:DF | 100.95.208.0/20 |  |  |  | Corphosted
| in-blr-ananta-hli-78 | blr | bos_saintgobain_sagewindow | 00:E0:C9:28:D1:11 | 100.95.208.0/20 |  |  |  | Corphosted
| in-blr-ananta-hli-79 | blr | bos_saintgobain_sagewindow | 00:E0:C9:28:D2:09 | 100.95.208.0/20 |  |  |  | Corphosted
| in-blr-ananta-ddc-61 | blr | bos_saintgobain_sagewindow | 00:E0:C9:28:C8:22 | 100.95.208.0/20 |  |  |  | Corphosted
| in-blr-ananta-hli-80 | blr | bos_saintgobain_sagewindow | 00:E0:C9:28:DA:A9 | 100.95.208.0/20 |  |  |  | Corphosted
| in-blr-ananta-ddc-62 | blr | bos_saintgobain_sagewindow | 00:E0:C9:28:D2:3B | 100.95.208.0/20 |  |  |  | Corphosted
| in-blr-ananta-hli-81 | blr | bos_saintgobain_sagewindow | 00:E0:C9:28:E2:D5 | 100.95.208.0/20 |  |  |  | Corphosted
| in-blr-ananta-ddc-63 | blr | bos_saintgobain_sagewindow | 00:E0:C9:28:C8:36 | 100.95.208.0/20 |  |  |  | Corphosted
| in-blr-ananta-hli-82 | blr | bos_saintgobain_sagewindow | 00:E0:C9:28:D1:27 | 100.95.208.0/20 |  |  |  | Corphosted
| in-blr-ananta-hli-83 | blr | bos_saintgobain_sagewindow | 00:E0:C9:28:D1:A7 | 100.95.208.0/20 |  |  |  | Corphosted
| in-blr-ananta-hli-84 | blr | bos_saintgobain_sagewindow | 00:E0:C9:28:DB:23 | 100.95.208.0/20 |  |  |  | Corphosted
| in-blr-ananta-ddc-64 | blr | bos_saintgobain_sagewindow | 00:E0:C9:28:D1:99 | 100.95.208.0/20 |  |  |  | Corphosted
| in-blr-ananta-hli-85 | blr | bos_saintgobain_sagewindow | 00:E0:C9:28:C9:46 | 100.95.208.0/20 |  |  |  | Corphosted
| in-blr-ananta-ddc-65 | blr | bos_saintgobain_sagewindow | 00:E0:C9:28:D2:0B | 100.95.208.0/20 |  |  |  | Corphosted
| in-blr-ananta-hli-86 | blr | bos_saintgobain_sagewindow | 00:E0:C9:28:D1:93 | 100.95.208.0/20 |  |  |  | Corphosted
| in-blr-ananta-ddc-66 | blr | bos_saintgobain_sagewindow | 00:E0:C9:28:D1:8B | 100.95.208.0/20 |  |  |  | Corphosted
| in-blr-ananta-hli-87 | blr | bos_saintgobain_sagewindow | 00:E0:C9:28:C9:48 | 100.95.208.0/20 |  |  |  | Corphosted
| in-blr-ananta-ddc-67 | blr | bos_saintgobain_sagewindow | 00:E0:C9:28:D1:EB | 100.95.208.0/20 |  |  |  | Corphosted
| in-blr-ananta-hli-88 | blr | bos_saintgobain_sagewindow | 00:E0:C9:28:DB:39 | 100.95.208.0/20 |  |  |  | Corphosted
| in-blr-ananta-ddc-68 | blr | bos_saintgobain_sagewindow | 00:E0:C9:28:D2:11 | 100.95.208.0/20 |  |  |  | Corphosted
| in-blr-ananta-hli-89 | blr | bos_saintgobain_sagewindow | 00:E0:C9:28:D1:61 | 100.95.208.0/20 |  |  |  | Corphosted
| in-blr-ananta-ddc-69 | blr | bos_saintgobain_sagewindow | 00:E0:C9:28:DA:8F | 100.95.208.0/20 |  |  |  | Corphosted
| in-blr-ananta-hli-90 | blr | bos_saintgobain_sagewindow | 00:E0:C9:28:DA:EF | 100.95.208.0/20 |  |  |  | Corphosted
| in-blr-ananta-hli-91 | blr | bos_saintgobain_sagewindow | 00:E0:C9:28:E2:FB | 100.95.208.0/20 |  |  |  | Corphosted
| in-blr-ananta-ddc-70 | blr | bos_saintgobain_sagewindow | 00:E0:C9:28:D1:D1 | 100.95.208.0/20 |  |  |  | Corphosted
| in-blr-ananta-hli-92 | blr | bos_saintgobain_sagewindow | 00:E0:C9:28:D1:FD | 100.95.208.0/20 |  |  |  | Corphosted
| in-blr-ananta-ddc-71 | blr | bos_saintgobain_sagewindow | 00:E0:C9:28:D1:F3 | 100.95.208.0/20 |  |  |  | Corphosted
| in-blr-ananta-hli-93 | blr | bos_saintgobain_sagewindow | 00:E0:C9:28:D1:49 | 100.95.208.0/20 |  |  |  | Corphosted
| in-blr-ananta-ddc-72 | blr | bos_saintgobain_sagewindow | 00:E0:C9:28:C8:24 | 100.95.208.0/20 |  |  |  | Corphosted
| in-blr-ananta-hli-94 | blr | bos_saintgobain_sagewindow | 00:E0:C9:28:D2:0F | 100.95.208.0/20 |  |  |  | Corphosted
| in-blr-ananta-ddc-73 | blr | bos_saintgobain_sagewindow | 00:E0:C9:28:D1:CF | 100.95.208.0/20 |  |  |  | Corphosted
| in-blr-ananta-hli-95 | blr | bos_saintgobain_sagewindow | 00:E0:C9:28:DA:3F | 100.95.208.0/20 |  |  |  | Corphosted
| in-blr-ananta-hli-96 | blr | bos_saintgobain_sagewindow | 00:E0:C9:28:DA:49 | 100.95.208.0/20 |  |  |  | Corphosted
| in-blr-ananta-hli-97 | blr | bos_saintgobain_sagewindow | 00:E0:C9:28:E3:01 | 100.95.208.0/20 |  |  |  | Corphosted
| in-blr-ananta-ddc-74 | blr | bos_saintgobain_sagewindow | 00:E0:C9:28:DB:15 | 100.95.208.0/20 |  |  |  | Corphosted
| in-blr-ananta-hli-98 | blr | bos_saintgobain_sagewindow | 00:E0:C9:28:E3:0B | 100.95.208.0/20 |  |  |  | Corphosted
| in-blr-ananta-ddc-75 | blr | bos_saintgobain_sagewindow | 00:E0:C9:28:E3:81 | 100.95.208.0/20 |  |  |  | Corphosted
| in-blr-ananta-hli-99 | blr | bos_saintgobain_sagewindow | 00:E0:C9:28:E3:03 | 100.95.208.0/20 |  |  |  | Corphosted
| in-blr-ananta-ddc-76 | blr | bos_saintgobain_sagewindow | 00:E0:C9:28:E3:83 | 100.95.208.0/20 |  |  |  | Corphosted
| in-blr-ananta-hli-100 | blr | bos_saintgobain_sagewindow | 00:E0:C9:28:32:FD | 100.95.208.0/20 |  |  |  | Corphosted
| in-blr-ananta-hli-101 | blr | bos_saintgobain_sagewindow | 00:E0:C9:28:E3:2D | 100.95.208.0/20 |  |  |  | Corphosted
| in-blr-ananta-hli-102 | blr | bos_saintgobain_sagewindow | 00:E0:C9:28:E3:AF | 100.95.208.0/20 |  |  |  | Corphosted
| in-blr-ananta-hli-103 | blr | bos_saintgobain_sagewindow | 00:E0:C9:28:E3:79 | 100.95.208.0/20 |  |  |  | Corphosted
| in-blr-ananta-hli-104 | blr | bos_saintgobain_sagewindow | 00:e0:c9:29:59:93 | 100.95.208.0/20 |  |  |  | Corphosted
| in-blr-ananta-hli-105 | blr | bos_saintgobain_sagewindow | 00:e0:c9:29:59:71 | 100.95.208.0/20 |  |  |  | Corphosted
| in-blr-ananta-hli-106 | blr | bos_saintgobain_sagewindow | 00:e0:c9:29:58:ed | 100.95.208.0/20 |  |  |  | Corphosted
| in-blr-ananta-hli-107 | blr | bos_saintgobain_sagewindow | 00:e0:c9:29:59:51 | 100.95.208.0/20 |  |  |  | Corphosted
| in-blr-ananta-hli-108 | blr | bos_saintgobain_sagewindow | 00:e0:c9:28:c8:9a | 100.95.208.0/20 |  |  |  | Corphosted
| in-blr-ananta-hli-109 | blr | bos_saintgobain_sagewindow | 00:e0:c9:29:59:9d | 100.95.208.0/20 |  |  |  | Corphosted
| in-blr-ananta-hli-110 | blr | bos_saintgobain_sagewindow | 00:e0:c9:29:59:9b | 100.95.208.0/20 |  |  |  | Corphosted
| in-blr-ananta-hli-111 | blr | bos_saintgobain_sagewindow | 00:e0:c9:28:d1:b1 | 100.95.208.0/20 |  |  |  | Corphosted
| in-blr-ananta-hli-112 | blr | bos_saintgobain_sagewindow | 00:e0:c9:28:d1:95 | 100.95.208.0/20 |  |  |  | Corphosted
| in-blr-ananta-hli-113 | blr | bos_saintgobain_sagewindow | 00:e0:c9:28:e3:71 | 100.95.208.0/20 |  |  |  | Corphosted
| in-blr-ananta-hli-114 | blr | bos_saintgobain_sagewindow | 00:e0:c9:28:e3:6f | 100.95.208.0/20 |  |  |  | Corphosted
| in-blr-ananta-hli-115 | blr | bos_saintgobain_sagewindow | 00:e0:c9:28:e4:01 | 100.95.208.0/20 |  |  |  | Corphosted
| in-blr-ananta-hli-116 | blr | bos_saintgobain_sagewindow | 00:e0:c9:28:db:25 | 100.95.208.0/20 |  |  |  | Corphosted
| in-blr-ananta-hli-117 | blr | bos_saintgobain_sagewindow | 00:e0:c9:28:da:43 | 100.95.208.0/20 |  |  |  | Corphosted
| in-blr-ananta-hli-118 | blr | bos_saintgobain_sagewindow | 00:e0:c9:28:d1:b9 | 100.95.208.0/20 |  |  |  | Corphosted
| in-blr-ananta-hli-119 | blr | bos_saintgobain_sagewindow | 00:e0:c9:29:29:2a | 100.95.208.0/20 |  |  |  | Corphosted
| in-blr-ananta-hli-120 | blr | bos_saintgobain_sagewindow | 00:e0:c9:2a:3b:ae | 100.95.208.0/20 |  |  |  | Corphosted
| in-blr-ananta-hli-301 | blr | bos_saintgobain_sagewindow | CC:33:31:8F:73:70 | 100.95.208.0/20 |  |  |  | Corphosted
| in-blr-ananta-hli-302 | blr | bos_saintgobain_sagewindow | AC:1F:0F:E1:B8:7B | 100.95.208.0/20 |  |  |  | Corphosted
| in-blr-ananta-hli-303 | blr | bos_saintgobain_sagewindow | 00:12:EA:15:57:B8 | 100.95.208.0/20 |  |  |  | Corphosted
| in-blr-ananta-hli-304 | blr | bos_saintgobain_sagewindow | 00:12:EA:15:84:6D | 100.95.208.0/20 |  |  |  | Corphosted
|  | blr | bos_saintgobain_sagewindow |  | 100.95.208.0/20
|  | blr | bos_saintgobain_sagewindow |  | 100.95.208.0/20
|  | blr | bos_saintgobain_sagewindow |  | 100.95.208.0/20
|  | blr | bos_saintgobain_sagewindow |  | 100.95.208.0/20
|  | blr | bos_saintgobain_sagewindow |  | 100.95.208.0/20
|  | blr | bos_saintgobain_sagewindow |  | 100.95.208.0/20
|  | blr | bos_saintgobain_sagewindow |  | 100.95.208.0/20
|  | blr | bos_saintgobain_sagewindow |  | 100.95.208.0/20
|  | blr | bos_saintgobain_sagewindow |  | 100.95.208.0/20
|  | blr | bos_saintgobain_sagewindow |  | 100.95.208.0/20
|  | blr | bos_saintgobain_sagewindow |  | 100.95.208.0/20
|  | blr | bos_saintgobain_sagewindow |  | 100.95.208.0/20
|  | blr | bos_saintgobain_sagewindow |  | 100.95.208.0/20
|  | blr | bos_saintgobain_sagewindow |  | 100.95.208.0/20
|  | blr | bos_saintgobain_sagewindow |  | 100.95.208.0/20
|  | blr | bos_saintgobain_sagewindow |  | 100.95.208.0/20
|  | blr | bos_saintgobain_sagewindow |  | 100.95.208.0/20
|  | blr | bos_saintgobain_sagewindow |  | 100.95.208.0/20
|  | blr | bos_saintgobain_sagewindow |  | 100.95.208.0/20
|  | blr | bos_saintgobain_sagewindow |  | 100.95.208.0/20
|  | blr | bos_saintgobain_sagewindow |  | 100.95.208.0/20
|  | blr | bos_saintgobain_sagewindow |  | 100.95.208.0/20
|  | blr | bos_saintgobain_sagewindow |  | 100.95.208.0/20
|  | blr | bos_saintgobain_sagewindow |  | 100.95.208.0/20
|  | blr | bos_saintgobain_sagewindow |  | 100.95.208.0/20
|  | blr | bos_saintgobain_sagewindow |  | 100.95.208.0/20
|  | blr | bos_saintgobain_sagewindow |  | 100.95.208.0/20
|  | blr | bos_saintgobain_sagewindow |  | 100.95.208.0/20
|  | blr | bos_saintgobain_sagewindow |  | 100.95.208.0/20
|  | blr | bos_saintgobain_sagewindow |  | 100.95.208.0/20
|  | blr | bos_saintgobain_sagewindow |  | 100.95.208.0/20
|  | blr | bos_saintgobain_sagewindow |  | 100.95.208.0/20
|  | blr | bos_saintgobain_sagewindow |  | 100.95.208.0/20
|  | blr | bos_saintgobain_sagewindow |  | 100.95.208.0/20
|  | blr | bos_saintgobain_sagewindow |  | 100.95.208.0/20
|  | blr | bos_saintgobain_sagewindow |  | 100.95.208.0/20
|  | blr | bos_saintgobain_sagewindow |  | 100.95.208.0/20
|  | blr | bos_saintgobain_sagewindow |  | 100.95.208.0/20
|  | blr | bos_saintgobain_sagewindow |  | 100.95.208.0/20
|  | blr | bos_saintgobain_sagewindow |  | 100.95.208.0/20
|  | blr | bos_saintgobain_sagewindow |  | 100.95.208.0/20
|  | blr | bos_saintgobain_sagewindow |  | 100.95.208.0/20
|  | blr | bos_saintgobain_sagewindow |  | 100.95.208.0/20
|  | blr | bos_saintgobain_sagewindow |  | 100.95.208.0/20
|  | blr | bos_saintgobain_sagewindow |  | 100.95.208.0/20
|  | blr | bos_saintgobain_sagewindow |  | 100.95.208.0/20
|  | blr | bos_saintgobain_sagewindow |  | 100.95.208.0/20
|  | blr | bos_saintgobain_sagewindow |  | 100.95.208.0/20
|  | blr | bos_saintgobain_sagewindow |  | 100.95.208.0/20
|  | blr | bos_saintgobain_sagewindow |  | 100.95.208.0/20
|  | blr | bos_saintgobain_sagewindow |  | 100.95.208.0/20
|  | blr | bos_saintgobain_sagewindow |  | 100.95.208.0/20
|  | blr | bos_saintgobain_sagewindow |  | 100.95.208.0/20
|  | blr | bos_saintgobain_sagewindow |  | 100.95.208.0/20
|  | blr | bos_saintgobain_sagewindow |  | 100.95.208.0/20
|  | blr | bos_saintgobain_sagewindow |  | 100.95.208.0/20
|  | blr | bos_saintgobain_sagewindow |  | 100.95.208.0/20
|  | blr | bos_saintgobain_sagewindow |  | 100.95.208.0/20
|  | blr | bos_saintgobain_sagewindow |  | 100.95.208.0/20
|  | blr | bos_saintgobain_sagewindow |  | 100.95.208.0/20
|  | blr | bos_saintgobain_sagewindow |  | 100.95.208.0/20
|  | blr | bos_saintgobain_sagewindow |  | 100.95.208.0/20
|  | blr | bos_saintgobain_sagewindow |  | 100.95.208.0/20
|  | blr | bos_saintgobain_sagewindow |  | 100.95.208.0/20
|  | blr | bos_saintgobain_sagewindow |  | 100.95.208.0/20
|  | blr | bos_saintgobain_sagewindow |  | 100.95.208.0/20
|  | blr | bos_saintgobain_sagewindow |  | 100.95.208.0/20
|  | blr | bos_saintgobain_sagewindow |  | 100.95.208.0/20
|  | blr | bos_saintgobain_sagewindow |  | 100.95.208.0/20
|  | blr | bos_saintgobain_sagewindow |  | 100.95.208.0/20
|  | blr | bos_saintgobain_sagewindow |  | 100.95.208.0/20
|  | blr | bos_saintgobain_sagewindow |  | 100.95.208.0/20
|  | blr | bos_saintgobain_sagewindow |  | 100.95.208.0/20
|  | blr | bos_saintgobain_sagewindow |  | 100.95.208.0/20
|  | blr | bos_saintgobain_sagewindow |  | 100.95.208.0/20
|  | blr | bos_saintgobain_sagewindow |  | 100.95.208.0/20
|  | blr | bos_saintgobain_sagewindow |  | 100.95.208.0/20
|  | blr | bos_saintgobain_sagewindow |  | 100.95.208.0/20
|  | blr | bos_saintgobain_sagewindow |  | 100.95.208.0/20
|  | blr | bos_saintgobain_sagewindow |  | 100.95.208.0/20
|  | blr | bos_saintgobain_sagewindow |  | 100.95.208.0/20
|  | blr | bos_saintgobain_sagewindow |  | 100.95.208.0/20
|  | blr | bos_saintgobain_sagewindow |  | 100.95.208.0/20
|  | blr | bos_saintgobain_sagewindow |  | 100.95.208.0/20
|  | blr | bos_saintgobain_sagewindow |  | 100.95.208.0/20
|  | blr | bos_saintgobain_sagewindow |  | 100.95.208.0/20
|  | blr | bos_saintgobain_sagewindow |  | 100.95.208.0/20
|  | blr | bos_saintgobain_sagewindow |  | 100.95.208.0/20
|  | blr | bos_saintgobain_sagewindow |  | 100.95.208.0/20
|  | blr | bos_saintgobain_sagewindow |  | 100.95.208.0/20
|  | blr | bos_saintgobain_sagewindow |  | 100.95.208.0/20
|  | blr | bos_saintgobain_sagewindow |  | 100.95.208.0/20
|  | blr | bos_saintgobain_sagewindow |  | 100.95.208.0/20
|  | blr | bos_saintgobain_sagewindow |  | 100.95.208.0/20
|  | blr | bos_saintgobain_sagewindow |  | 100.95.208.0/20
|  | blr | bos_saintgobain_sagewindow |  | 100.95.208.0/20
|  | blr | bos_saintgobain_sagewindow |  | 100.95.208.0/20
|  | blr | bos_saintgobain_sagewindow |  | 100.95.208.0/20
|  | blr | bos_saintgobain_sagewindow |  | 100.95.208.0/20
|  | blr | bos_saintgobain_sagewindow |  | 100.95.208.0/20
|  | blr | bos_saintgobain_sagewindow |  | 100.95.208.0/20
|  | blr | bos_saintgobain_sagewindow |  | 100.95.208.0/20
|  | blr | bos_saintgobain_sagewindow |  | 100.95.208.0/20
|  | blr | bos_saintgobain_sagewindow |  | 100.95.208.0/20
|  | blr | bos_saintgobain_sagewindow |  | 100.95.208.0/20
|  | blr | bos_saintgobain_sagewindow |  | 100.95.208.0/20
|  | blr | bos_saintgobain_sagewindow |  | 100.95.208.0/20
|  | blr | bos_saintgobain_sagewindow |  | 100.95.208.0/20
|  | blr | bos_saintgobain_sagewindow |  | 100.95.208.0/20
|  | blr | bos_saintgobain_sagewindow |  | 100.95.208.0/20
|  | blr | bos_saintgobain_sagewindow |  | 100.95.208.0/20
|  | blr | bos_saintgobain_sagewindow |  | 100.95.208.0/20
|  | blr | bos_saintgobain_sagewindow |  | 100.95.208.0/20
|  | blr | bos_saintgobain_sagewindow |  | 100.95.208.0/20
|  | blr | bos_saintgobain_sagewindow |  | 100.95.208.0/20
|  | blr | bos_saintgobain_sagewindow |  | 100.95.208.0/20
|  | blr | bos_saintgobain_sagewindow |  | 100.95.208.0/20
|  | blr | bos_saintgobain_sagewindow |  | 100.95.208.0/20
|  | blr | bos_saintgobain_sagewindow |  | 100.95.208.0/20
|  | blr | bos_saintgobain_sagewindow |  | 100.95.208.0/20
|  | blr | bos_saintgobain_sagewindow |  | 100.95.208.0/20
|  | blr | bos_saintgobain_sagewindow |  | 100.95.208.0/20
|  | blr | bos_saintgobain_sagewindow |  | 100.95.208.0/20
|  | blr | bos_saintgobain_sagewindow |  | 100.95.208.0/20
|  | blr | bos_saintgobain_sagewindow |  | 100.95.208.0/20
|  | blr | bos_saintgobain_sagewindow |  | 100.95.208.0/20
|  | blr | bos_saintgobain_sagewindow |  | 100.95.208.0/20
|  | blr | bos_saintgobain_sagewindow |  | 100.95.208.0/20
|  | blr | bos_saintgobain_sagewindow |  | 100.95.208.0/20
|  | blr | bos_saintgobain_sagewindow |  | 100.95.208.0/20
|  | blr | bos_saintgobain_sagewindow |  | 100.95.208.0/20
|  | blr | bos_saintgobain_sagewindow |  | 100.95.208.0/20
|  | blr | bos_saintgobain_sagewindow |  | 100.95.208.0/20
|  | blr | bos_saintgobain_sagewindow |  | 100.95.208.0/20
|  | blr | bos_saintgobain_sagewindow |  | 100.95.208.0/20
|  | blr | bos_saintgobain_sagewindow |  | 100.95.208.0/20
|  | blr | bos_saintgobain_sagewindow |  | 100.95.208.0/20
|  | blr | bos_saintgobain_sagewindow |  | 100.95.208.0/20
|  | blr | bos_saintgobain_sagewindow |  | 100.95.208.0/20
|  | blr | bos_saintgobain_sagewindow |  | 100.95.208.0/20
|  | blr | bos_saintgobain_sagewindow |  | 100.95.208.0/20
|  | blr | bos_saintgobain_sagewindow |  | 100.95.208.0/20
|  | blr | bos_saintgobain_sagewindow |  | 100.95.208.0/20
|  | blr | bos_saintgobain_sagewindow |  | 100.95.208.0/20
|  | blr | bos_saintgobain_sagewindow |  | 100.95.208.0/20
|  | blr | bos_saintgobain_sagewindow |  | 100.95.208.0/20
|  | blr | bos_saintgobain_sagewindow |  | 100.95.208.0/20
|  | blr | bos_saintgobain_sagewindow |  | 100.95.208.0/20
|  | blr | bos_saintgobain_sagewindow |  | 100.95.208.0/20
|  | blr | bos_saintgobain_sagewindow |  | 100.95.208.0/20
|  | blr | bos_saintgobain_sagewindow |  | 100.95.208.0/20
|  | blr | bos_saintgobain_sagewindow |  | 100.95.208.0/20
|  | blr | bos_saintgobain_sagewindow |  | 100.95.208.0/20
|  | blr | bos_saintgobain_sagewindow |  | 100.95.208.0/20
|  | blr | bos_saintgobain_sagewindow |  | 100.95.208.0/20
|  | blr | bos_saintgobain_sagewindow |  | 100.95.208.0/20
|  | blr | bos_saintgobain_sagewindow |  | 100.95.208.0/20
|  | blr | bos_saintgobain_sagewindow |  | 100.95.208.0/20
|  | blr | bos_saintgobain_sagewindow |  | 100.95.208.0/20
|  | blr | bos_saintgobain_sagewindow |  | 100.95.208.0/20
|  | blr | bos_saintgobain_sagewindow |  | 100.95.208.0/20
|  | blr | bos_saintgobain_sagewindow |  | 100.95.208.0/20
|  | blr | bos_saintgobain_sagewindow |  | 100.95.208.0/20
|  | blr | bos_saintgobain_sagewindow |  | 100.95.208.0/20
|  | blr | bos_saintgobain_sagewindow |  | 100.95.208.0/20
|  | blr | bos_saintgobain_sagewindow |  | 100.95.208.0/20
|  | blr | bos_saintgobain_sagewindow |  | 100.95.208.0/20
|  | blr | bos_saintgobain_sagewindow |  | 100.95.208.0/20
|  | blr | bos_saintgobain_sagewindow |  | 100.95.208.0/20
|  | blr | bos_saintgobain_sagewindow |  | 100.95.208.0/20
|  | blr | bos_saintgobain_sagewindow |  | 100.95.208.0/20
|  | blr | bos_saintgobain_sagewindow |  | 100.95.208.0/20
|  | blr | bos_saintgobain_sagewindow |  | 100.95.208.0/20
|  | blr | bos_saintgobain_sagewindow |  | 100.95.208.0/20
|  | blr | bos_saintgobain_sagewindow |  | 100.95.208.0/20
|  | blr | bos_saintgobain_sagewindow |  | 100.95.208.0/20
|  | blr | bos_saintgobain_sagewindow |  | 100.95.208.0/20
|  | blr | bos_saintgobain_sagewindow |  | 100.95.208.0/20
|  | blr | bos_saintgobain_sagewindow |  | 100.95.208.0/20
|  | blr | bos_saintgobain_sagewindow |  | 100.95.208.0/20
|  | blr | bos_saintgobain_sagewindow |  | 100.95.208.0/20
|  | blr | bos_saintgobain_sagewindow |  | 100.95.208.0/20
|  | blr | bos_saintgobain_sagewindow |  | 100.95.208.0/20
|  | blr | bos_saintgobain_sagewindow |  | 100.95.208.0/20
|  | blr | bos_saintgobain_sagewindow |  | 100.95.208.0/20
|  | blr | bos_saintgobain_sagewindow |  | 100.95.208.0/20
|  | blr | bos_saintgobain_sagewindow |  | 100.95.208.0/20
|  | blr | bos_saintgobain_sagewindow |  | 100.95.208.0/20
|  | blr | bos_saintgobain_sagewindow |  | 100.95.208.0/20
|  | blr | bos_saintgobain_sagewindow |  | 100.95.208.0/20
|  | blr | bos_saintgobain_sagewindow |  | 100.95.208.0/20
|  | blr | bos_saintgobain_sagewindow |  | 100.95.208.0/20
|  | blr | bos_saintgobain_sagewindow |  | 100.95.208.0/20
|  | blr | bos_saintgobain_sagewindow |  | 100.95.208.0/20
|  | blr | bos_saintgobain_sagewindow |  | 100.95.208.0/20
|  | blr | bos_saintgobain_sagewindow |  | 100.95.208.0/20
|  | blr | bos_saintgobain_sagewindow |  | 100.95.208.0/20
|  | blr | bos_saintgobain_sagewindow |  | 100.95.208.0/20
|  | blr | bos_saintgobain_sagewindow |  | 100.95.208.0/20
|  | blr | bos_saintgobain_sagewindow |  | 100.95.208.0/20
|  | blr | bos_saintgobain_sagewindow |  | 100.95.208.0/20
|  | blr | bos_saintgobain_sagewindow |  | 100.95.208.0/20
|  | blr | bos_saintgobain_sagewindow |  | 100.95.208.0/20
|  | blr | bos_saintgobain_sagewindow |  | 100.95.208.0/20
|  | blr | bos_saintgobain_sagewindow |  | 100.95.208.0/20
|  | blr | bos_saintgobain_sagewindow |  | 100.95.208.0/20
|  | blr | bos_saintgobain_sagewindow |  | 100.95.208.0/20
|  | blr | bos_saintgobain_sagewindow |  | 100.95.208.0/20
|  | blr | bos_saintgobain_sagewindow |  | 100.95.208.0/20
|  | blr | bos_saintgobain_sagewindow |  | 100.95.208.0/20
|  | blr | bos_saintgobain_sagewindow |  | 100.95.208.0/20
|  | blr | bos_saintgobain_sagewindow |  | 100.95.208.0/20
|  | blr | bos_saintgobain_sagewindow |  | 100.95.208.0/20
|  | blr | bos_saintgobain_sagewindow |  | 100.95.208.0/20
|  | blr | bos_saintgobain_sagewindow |  | 100.95.208.0/20
|  | blr | bos_saintgobain_sagewindow |  | 100.95.208.0/20
|  | blr | bos_saintgobain_sagewindow |  | 100.95.208.0/20
|  | blr | bos_saintgobain_sagewindow |  | 100.95.208.0/20
|  | blr | bos_saintgobain_sagewindow |  | 100.95.208.0/20
|  | blr | bos_saintgobain_sagewindow |  | 100.95.208.0/20
|  | blr | bos_saintgobain_sagewindow |  | 100.95.208.0/20
|  | blr | bos_saintgobain_sagewindow |  | 100.95.208.0/20
|  | blr | bos_saintgobain_sagewindow |  | 100.95.208.0/20
|  | blr | bos_saintgobain_sagewindow |  | 100.95.208.0/20
|  | blr | bos_saintgobain_sagewindow |  | 100.95.208.0/20
|  | blr | bos_saintgobain_sagewindow |  | 100.95.208.0/20
|  | blr | bos_saintgobain_sagewindow |  | 100.95.208.0/20
|  | blr | bos_saintgobain_sagewindow |  | 100.95.208.0/20
|  | blr | bos_saintgobain_sagewindow |  | 100.95.208.0/20
|  | blr | bos_saintgobain_sagewindow |  | 100.95.208.0/20
|  | blr | bos_saintgobain_sagewindow |  | 100.95.208.0/20
|  | blr | bos_saintgobain_sagewindow |  | 100.95.208.0/20
|  | blr | bos_saintgobain_sagewindow |  | 100.95.208.0/20
|  | blr | bos_saintgobain_sagewindow |  | 100.95.208.0/20
|  | blr | bos_saintgobain_sagewindow |  | 100.95.208.0/20
|  | blr | bos_saintgobain_sagewindow |  | 100.95.208.0/20
|  | blr | bos_saintgobain_sagewindow |  | 100.95.208.0/20
|  | blr | bos_saintgobain_sagewindow |  | 100.95.208.0/20
|  | blr | bos_saintgobain_sagewindow |  | 100.95.208.0/20
|  | blr | bos_saintgobain_sagewindow |  | 100.95.208.0/20
|  | blr | bos_saintgobain_sagewindow |  | 100.95.208.0/20
|  | blr | bos_saintgobain_sagewindow |  | 100.95.208.0/20
|  | blr | bos_saintgobain_sagewindow |  | 100.95.208.0/20
|  | blr | bos_saintgobain_sagewindow |  | 100.95.208.0/20
|  | blr | bos_saintgobain_sagewindow |  | 100.95.208.0/20
|  | blr | bos_saintgobain_sagewindow |  | 100.95.208.0/20
|  | blr | bos_saintgobain_sagewindow |  | 100.95.208.0/20
|  | blr | bos_saintgobain_sagewindow |  | 100.95.208.0/20
|  | blr | bos_saintgobain_sagewindow |  | 100.95.208.0/20
|  | blr | bos_saintgobain_sagewindow |  | 100.95.208.0/20
|  | blr | bos_saintgobain_sagewindow |  | 100.95.208.0/20
|  | blr | bos_saintgobain_sagewindow |  | 100.95.208.0/20
|  | blr | bos_saintgobain_sagewindow |  | 100.95.208.0/20
|  | blr | bos_saintgobain_sagewindow |  | 100.95.208.0/20
|  | blr | bos_saintgobain_sagewindow |  | 100.95.208.0/20
|  | blr | bos_saintgobain_sagewindow |  | 100.95.208.0/20
|  | blr | bos_saintgobain_sagewindow |  | 100.95.208.0/20
|  | blr | bos_saintgobain_sagewindow |  | 100.95.208.0/20
|  | blr | bos_saintgobain_sagewindow |  | 100.95.208.0/20
|  | blr | bos_saintgobain_sagewindow |  | 100.95.208.0/20
|  | blr | bos_saintgobain_sagewindow |  | 100.95.208.0/20
|  | blr | bos_saintgobain_sagewindow |  | 100.95.208.0/20
|  | blr | bos_saintgobain_sagewindow |  | 100.95.208.0/20
|  | blr | bos_saintgobain_sagewindow |  | 100.95.208.0/20
|  | blr | bos_saintgobain_sagewindow |  | 100.95.208.0/20
|  | blr | bos_saintgobain_sagewindow |  | 100.95.208.0/20
|  | blr | bos_saintgobain_sagewindow |  | 100.95.208.0/20
|  | blr | bos_saintgobain_sagewindow |  | 100.95.208.0/20
|  | blr | bos_saintgobain_sagewindow |  | 100.95.208.0/20
|  | blr | bos_saintgobain_sagewindow |  | 100.95.208.0/20
|  | blr | bos_saintgobain_sagewindow |  | 100.95.208.0/20
|  | blr | bos_saintgobain_sagewindow |  | 100.95.208.0/20
|  | blr | bos_saintgobain_sagewindow |  | 100.95.208.0/20
|  | blr | bos_saintgobain_sagewindow |  | 100.95.208.0/20
|  | blr | bos_saintgobain_sagewindow |  | 100.95.208.0/20
|  | blr | bos_saintgobain_sagewindow |  | 100.95.208.0/20
|  | blr | bos_saintgobain_sagewindow |  | 100.95.208.0/20
|  | blr | bos_saintgobain_sagewindow |  | 100.95.208.0/20
|  | blr | bos_saintgobain_sagewindow |  | 100.95.208.0/20
|  | blr | bos_saintgobain_sagewindow |  | 100.95.208.0/20
|  | blr | bos_saintgobain_sagewindow |  | 100.95.208.0/20
|  | blr | bos_saintgobain_sagewindow |  | 100.95.208.0/20
|  | blr | bos_saintgobain_sagewindow |  | 100.95.208.0/20
|  | blr | bos_saintgobain_sagewindow |  | 100.95.208.0/20
|  | blr | bos_saintgobain_sagewindow |  | 100.95.208.0/20
|  | blr | bos_saintgobain_sagewindow |  | 100.95.208.0/20
|  | blr | bos_saintgobain_sagewindow |  | 100.95.208.0/20
|  | blr | bos_saintgobain_sagewindow |  | 100.95.208.0/20
|  | blr | bos_saintgobain_sagewindow |  | 100.95.208.0/20
|  | blr | bos_saintgobain_sagewindow |  | 100.95.208.0/20
|  | blr | bos_saintgobain_sagewindow |  | 100.95.208.0/20
|  | blr | bos_saintgobain_sagewindow |  | 100.95.208.0/20
|  | blr | bos_saintgobain_sagewindow |  | 100.95.208.0/20
|  | blr | bos_saintgobain_sagewindow |  | 100.95.208.0/20
|  | blr | bos_saintgobain_sagewindow |  | 100.95.208.0/20
|  | blr | bos_saintgobain_sagewindow |  | 100.95.208.0/20
|  | blr | bos_saintgobain_sagewindow |  | 100.95.208.0/20
|  | blr | bos_saintgobain_sagewindow |  | 100.95.208.0/20
|  | blr | bos_saintgobain_sagewindow |  | 100.95.208.0/20
|  | blr | bos_saintgobain_sagewindow |  | 100.95.208.0/20
|  | blr | bos_saintgobain_sagewindow |  | 100.95.208.0/20
|  | blr | bos_saintgobain_sagewindow |  | 100.95.208.0/20
|  | blr | bos_saintgobain_sagewindow |  | 100.95.208.0/20
|  | blr | bos_saintgobain_sagewindow |  | 100.95.208.0/20
|  | blr | bos_saintgobain_sagewindow |  | 100.95.208.0/20
|  | blr | bos_saintgobain_sagewindow |  | 100.95.208.0/20
|  | blr | bos_saintgobain_sagewindow |  | 100.95.208.0/20
|  | blr | bos_saintgobain_sagewindow |  | 100.95.208.0/20
|  | blr | bos_saintgobain_sagewindow |  | 100.95.208.0/20
|  | blr | bos_saintgobain_sagewindow |  | 100.95.208.0/20
|  | blr | bos_saintgobain_sagewindow |  | 100.95.208.0/20
|  | blr | bos_saintgobain_sagewindow |  | 100.95.208.0/20
|  | blr | bos_saintgobain_sagewindow |  | 100.95.208.0/20
|  | blr | bos_saintgobain_sagewindow |  | 100.95.208.0/20
|  | blr | bos_saintgobain_sagewindow |  | 100.95.208.0/20
|  | blr | bos_saintgobain_sagewindow |  | 100.95.208.0/20
|  | blr | bos_saintgobain_sagewindow |  | 100.95.208.0/20
|  | blr | bos_saintgobain_sagewindow |  | 100.95.208.0/20
|  | blr | bos_saintgobain_sagewindow |  | 100.95.208.0/20
|  | blr | bos_saintgobain_sagewindow |  | 100.95.208.0/20
|  | blr | bos_saintgobain_sagewindow |  | 100.95.208.0/20
|  | blr | bos_saintgobain_sagewindow |  | 100.95.208.0/20
|  | blr | bos_saintgobain_sagewindow |  | 100.95.208.0/20
|  | blr | bos_saintgobain_sagewindow |  | 100.95.208.0/20
|  | blr | bos_saintgobain_sagewindow |  | 100.95.208.0/20
|  | blr | bos_saintgobain_sagewindow |  | 100.95.208.0/20
|  | blr | bos_saintgobain_sagewindow |  | 100.95.208.0/20
|  | blr | bos_saintgobain_sagewindow |  | 100.95.208.0/20
|  | blr | bos_saintgobain_sagewindow |  | 100.95.208.0/20
|  | blr | bos_saintgobain_sagewindow |  | 100.95.208.0/20
|  | blr | bos_saintgobain_sagewindow |  | 100.95.208.0/20
|  | blr | bos_saintgobain_sagewindow |  | 100.95.208.0/20
|  | blr | bos_saintgobain_sagewindow |  | 100.95.208.0/20
|  | blr | bos_saintgobain_sagewindow |  | 100.95.208.0/20
|  | blr | bos_saintgobain_sagewindow |  | 100.95.208.0/20
|  | blr | bos_saintgobain_sagewindow |  | 100.95.208.0/20
|  | blr | bos_saintgobain_sagewindow |  | 100.95.208.0/20
|  | blr | bos_saintgobain_sagewindow |  | 100.95.208.0/20
|  | blr | bos_saintgobain_sagewindow |  | 100.95.208.0/20
|  | blr | bos_saintgobain_sagewindow |  | 100.95.208.0/20
|  | blr | bos_saintgobain_sagewindow |  | 100.95.208.0/20
|  | blr | bos_saintgobain_sagewindow |  | 100.95.208.0/20
|  | blr | bos_saintgobain_sagewindow |  | 100.95.208.0/20
|  | blr | bos_saintgobain_sagewindow |  | 100.95.208.0/20
|  | blr | bos_saintgobain_sagewindow |  | 100.95.208.0/20
|  | blr | bos_saintgobain_sagewindow |  | 100.95.208.0/20
|  | blr | bos_saintgobain_sagewindow |  | 100.95.208.0/20
|  | blr | bos_saintgobain_sagewindow |  | 100.95.208.0/20
|  | blr | bos_saintgobain_sagewindow |  | 100.95.208.0/20
|  | blr | bos_saintgobain_sagewindow |  | 100.95.208.0/20
|  | blr | bos_saintgobain_sagewindow |  | 100.95.208.0/20
|  | blr | bos_saintgobain_sagewindow |  | 100.95.208.0/20
|  | blr | bos_saintgobain_sagewindow |  | 100.95.208.0/20
|  | blr | bos_saintgobain_sagewindow |  | 100.95.208.0/20
|  | blr | bos_saintgobain_sagewindow |  | 100.95.208.0/20
|  | blr | bos_saintgobain_sagewindow |  | 100.95.208.0/20
|  | blr | bos_saintgobain_sagewindow |  | 100.95.208.0/20
|  | blr | bos_saintgobain_sagewindow |  | 100.95.208.0/20
|  | blr | bos_saintgobain_sagewindow |  | 100.95.208.0/20
|  | blr | bos_saintgobain_sagewindow |  | 100.95.208.0/20
|  | blr | bos_saintgobain_sagewindow |  | 100.95.208.0/20
|  | blr | bos_saintgobain_sagewindow |  | 100.95.208.0/20
|  | blr | bos_saintgobain_sagewindow |  | 100.95.208.0/20
|  | blr | bos_saintgobain_sagewindow |  | 100.95.208.0/20
|  | blr | bos_saintgobain_sagewindow |  | 100.95.208.0/20
|  | blr | bos_saintgobain_sagewindow |  | 100.95.208.0/20
|  | blr | bos_saintgobain_sagewindow |  | 100.95.208.0/20
|  | blr | bos_saintgobain_sagewindow |  | 100.95.208.0/20
|  | blr | bos_saintgobain_sagewindow |  | 100.95.208.0/20
|  | blr | bos_saintgobain_sagewindow |  | 100.95.208.0/20
|  | blr | bos_saintgobain_sagewindow |  | 100.95.208.0/20
|  | blr | bos_saintgobain_sagewindow |  | 100.95.208.0/20
|  | blr | bos_saintgobain_sagewindow |  | 100.95.208.0/20
|  | blr | bos_saintgobain_sagewindow |  | 100.95.208.0/20
|  | blr | bos_saintgobain_sagewindow |  | 100.95.208.0/20
|  | blr | bos_saintgobain_sagewindow |  | 100.95.208.0/20
|  | blr | bos_saintgobain_sagewindow |  | 100.95.208.0/20
|  | blr | bos_saintgobain_sagewindow |  | 100.95.208.0/20
|  | blr | bos_saintgobain_sagewindow |  | 100.95.208.0/20
|  | blr | bos_saintgobain_sagewindow |  | 100.95.208.0/20
|  | blr | bos_saintgobain_sagewindow |  | 100.95.208.0/20
|  | blr | bos_saintgobain_sagewindow |  | 100.95.208.0/20
|  | blr | bos_saintgobain_sagewindow |  | 100.95.208.0/20
|  | blr | bos_saintgobain_sagewindow |  | 100.95.208.0/20
|  | blr | bos_saintgobain_sagewindow |  | 100.95.208.0/20
|  | blr | bos_saintgobain_sagewindow |  | 100.95.208.0/20
|  | blr | bos_saintgobain_sagewindow |  | 100.95.208.0/20
|  | blr | bos_saintgobain_sagewindow |  | 100.95.208.0/20
|  | blr | bos_saintgobain_sagewindow |  | 100.95.208.0/20
|  | blr | bos_saintgobain_sagewindow |  | 100.95.208.0/20
|  | blr | bos_saintgobain_sagewindow |  | 100.95.208.0/20
|  | blr | bos_saintgobain_sagewindow |  | 100.95.208.0/20
|  | blr | bos_saintgobain_sagewindow |  | 100.95.208.0/20
|  | blr | bos_saintgobain_sagewindow |  | 100.95.208.0/20
|  | blr | bos_saintgobain_sagewindow |  | 100.95.208.0/20
|  | blr | bos_saintgobain_sagewindow |  | 100.95.208.0/20
|  | blr | bos_saintgobain_sagewindow |  | 100.95.208.0/20
|  | blr | bos_saintgobain_sagewindow |  | 100.95.208.0/20
|  | blr | bos_saintgobain_sagewindow |  | 100.95.208.0/20
|  | blr | bos_saintgobain_sagewindow |  | 100.95.208.0/20
|  | blr | bos_saintgobain_sagewindow |  | 100.95.208.0/20
|  | blr | bos_saintgobain_sagewindow |  | 100.95.208.0/20
|  | blr | bos_saintgobain_sagewindow |  | 100.95.208.0/20
|  | blr | bos_saintgobain_sagewindow |  | 100.95.208.0/20
|  | blr | bos_saintgobain_sagewindow |  | 100.95.208.0/20
|  | blr | bos_saintgobain_sagewindow |  | 100.95.208.0/20
|  | blr | bos_saintgobain_sagewindow |  | 100.95.208.0/20
|  | blr | bos_saintgobain_sagewindow |  | 100.95.208.0/20
|  | blr | bos_saintgobain_sagewindow |  | 100.95.208.0/20
|  | blr | bos_saintgobain_sagewindow |  | 100.95.208.0/20
|  | blr | bos_saintgobain_sagewindow |  | 100.95.208.0/20
|  | blr | bos_saintgobain_sagewindow |  | 100.95.208.0/20
|  | blr | bos_saintgobain_sagewindow |  | 100.95.208.0/20
|  | blr | bos_saintgobain_sagewindow |  | 100.95.208.0/20
|  | blr | bos_saintgobain_sagewindow |  | 100.95.208.0/20
|  | blr | bos_saintgobain_sagewindow |  | 100.95.208.0/20
|  | blr | bos_saintgobain_sagewindow |  | 100.95.208.0/20
|  | blr | bos_saintgobain_sagewindow |  | 100.95.208.0/20
|  | blr | bos_saintgobain_sagewindow |  | 100.95.208.0/20
|  | blr | bos_saintgobain_sagewindow |  | 100.95.208.0/20
|  | blr | bos_saintgobain_sagewindow |  | 100.95.208.0/20
|  | blr | bos_saintgobain_sagewindow |  | 100.95.208.0/20
|  | blr | bos_saintgobain_sagewindow |  | 100.95.208.0/20
|  | blr | bos_saintgobain_sagewindow |  | 100.95.208.0/20
|  | blr | bos_saintgobain_sagewindow |  | 100.95.208.0/20
|  | blr | bos_saintgobain_sagewindow |  | 100.95.208.0/20
|  | blr | bos_saintgobain_sagewindow |  | 100.95.208.0/20
|  | blr | bos_saintgobain_sagewindow |  | 100.95.208.0/20
|  | blr | bos_saintgobain_sagewindow |  | 100.95.208.0/20
|  | blr | bos_saintgobain_sagewindow |  | 100.95.208.0/20
|  | blr | bos_saintgobain_sagewindow |  | 100.95.208.0/20
|  | blr | bos_saintgobain_sagewindow |  | 100.95.208.0/20
|  | blr | bos_saintgobain_sagewindow |  | 100.95.208.0/20
|  | blr | bos_saintgobain_sagewindow |  | 100.95.208.0/20
|  | blr | bos_saintgobain_sagewindow |  | 100.95.208.0/20
|  | blr | bos_saintgobain_sagewindow |  | 100.95.208.0/20
|  | blr | bos_saintgobain_sagewindow |  | 100.95.208.0/20
|  | blr | bos_saintgobain_sagewindow |  | 100.95.208.0/20
|  | blr | bos_saintgobain_sagewindow |  | 100.95.208.0/20
|  | blr | bos_saintgobain_sagewindow |  | 100.95.208.0/20
|  | blr | bos_saintgobain_sagewindow |  | 100.95.208.0/20
|  | blr | bos_saintgobain_sagewindow |  | 100.95.208.0/20
|  | blr | bos_saintgobain_sagewindow |  | 100.95.208.0/20
|  | blr | bos_saintgobain_sagewindow |  | 100.95.208.0/20
|  | blr | bos_saintgobain_sagewindow |  | 100.95.208.0/20
|  | blr | bos_saintgobain_sagewindow |  | 100.95.208.0/20
|  | blr | bos_saintgobain_sagewindow |  | 100.95.208.0/20
|  | blr | bos_saintgobain_sagewindow |  | 100.95.208.0/20
|  | blr | bos_saintgobain_sagewindow |  | 100.95.208.0/20
|  | blr | bos_saintgobain_sagewindow |  | 100.95.208.0/20
|  | blr | bos_saintgobain_sagewindow |  | 100.95.208.0/20
|  | blr | bos_saintgobain_sagewindow |  | 100.95.208.0/20
|  | blr | bos_saintgobain_sagewindow |  | 100.95.208.0/20
|  | blr | bos_saintgobain_sagewindow |  | 100.95.208.0/20
|  | blr | bos_saintgobain_sagewindow |  | 100.95.208.0/20
|  | blr | bos_saintgobain_sagewindow |  | 100.95.208.0/20
|  | blr | bos_saintgobain_sagewindow |  | 100.95.208.0/20
|  | blr | bos_saintgobain_sagewindow |  | 100.95.208.0/20
|  | blr | bos_saintgobain_sagewindow |  | 100.95.208.0/20
|  | blr | bos_saintgobain_sagewindow |  | 100.95.208.0/20
|  | blr | bos_saintgobain_sagewindow |  | 100.95.208.0/20
|  | blr | bos_saintgobain_sagewindow |  | 100.95.208.0/20
|  | blr | bos_saintgobain_sagewindow |  | 100.95.208.0/20
|  | blr | bos_saintgobain_sagewindow |  | 100.95.208.0/20
|  | blr | bos_saintgobain_sagewindow |  | 100.95.208.0/20
|  | blr | bos_saintgobain_sagewindow |  | 100.95.208.0/20
|  | blr | bos_saintgobain_sagewindow |  | 100.95.208.0/20
|  | blr | bos_saintgobain_sagewindow |  | 100.95.208.0/20
|  | blr | bos_saintgobain_sagewindow |  | 100.95.208.0/20
|  | blr | bos_saintgobain_sagewindow |  | 100.95.208.0/20
|  | blr | bos_saintgobain_sagewindow |  | 100.95.208.0/20
|  | blr | bos_saintgobain_sagewindow |  | 100.95.208.0/20
|  | blr | bos_saintgobain_sagewindow |  | 100.95.208.0/20
|  | blr | bos_saintgobain_sagewindow |  | 100.95.208.0/20
|  | blr | bos_saintgobain_sagewindow |  | 100.95.208.0/20
|  | blr | bos_saintgobain_sagewindow |  | 100.95.208.0/20
|  | blr | bos_saintgobain_sagewindow |  | 100.95.208.0/20
|  | blr | bos_saintgobain_sagewindow |  | 100.95.208.0/20
|  | blr | bos_saintgobain_sagewindow |  | 100.95.208.0/20
|  | blr | bos_saintgobain_sagewindow |  | 100.95.208.0/20
|  | blr | bos_saintgobain_sagewindow |  | 100.95.208.0/20
|  | blr | bos_saintgobain_sagewindow |  | 100.95.208.0/20
|  | blr | bos_saintgobain_sagewindow |  | 100.95.208.0/20
|  | blr | bos_saintgobain_sagewindow |  | 100.95.208.0/20
|  | blr | bos_saintgobain_sagewindow |  | 100.95.208.0/20
|  | blr | bos_saintgobain_sagewindow |  | 100.95.208.0/20
|  | blr | bos_saintgobain_sagewindow |  | 100.95.208.0/20
|  | blr | bos_saintgobain_sagewindow |  | 100.95.208.0/20
|  | blr | bos_saintgobain_sagewindow |  | 100.95.208.0/20
|  | blr | bos_saintgobain_sagewindow |  | 100.95.208.0/20
|  | blr | bos_saintgobain_sagewindow |  | 100.95.208.0/20
|  | blr | bos_saintgobain_sagewindow |  | 100.95.208.0/20
|  | blr | bos_saintgobain_sagewindow |  | 100.95.208.0/20
|  | blr | bos_saintgobain_sagewindow |  | 100.95.208.0/20
|  | blr | bos_saintgobain_sagewindow |  | 100.95.208.0/20
|  | blr | bos_saintgobain_sagewindow |  | 100.95.208.0/20
|  | blr | bos_saintgobain_sagewindow |  | 100.95.208.0/20
|  | blr | bos_saintgobain_sagewindow |  | 100.95.208.0/20
|  | blr | bos_saintgobain_sagewindow |  | 100.95.208.0/20
|  | blr | bos_saintgobain_sagewindow |  | 100.95.208.0/20
|  | blr | bos_saintgobain_sagewindow |  | 100.95.208.0/20
|  | blr | bos_saintgobain_sagewindow |  | 100.95.208.0/20
|  | blr | bos_saintgobain_sagewindow |  | 100.95.208.0/20
|  | blr | bos_saintgobain_sagewindow |  | 100.95.208.0/20
|  | blr | bos_saintgobain_sagewindow |  | 100.95.208.0/20
|  | blr | bos_saintgobain_sagewindow |  | 100.95.208.0/20
|  | blr | bos_saintgobain_sagewindow |  | 100.95.208.0/20
|  | blr | bos_saintgobain_sagewindow |  | 100.95.208.0/20
|  | blr | bos_saintgobain_sagewindow |  | 100.95.208.0/20
|  | blr | bos_saintgobain_sagewindow |  | 100.95.208.0/20
|  | blr | bos_saintgobain_sagewindow |  | 100.95.208.0/20
|  | blr | bos_saintgobain_sagewindow |  | 100.95.208.0/20
|  | blr | bos_saintgobain_sagewindow |  | 100.95.208.0/20
|  | blr | bos_saintgobain_sagewindow |  | 100.95.208.0/20
|  | blr | bos_saintgobain_sagewindow |  | 100.95.208.0/20
|  | blr | bos_saintgobain_sagewindow |  | 100.95.208.0/20
|  | blr | bos_saintgobain_sagewindow |  | 100.95.208.0/20
|  | blr | bos_saintgobain_sagewindow |  | 100.95.208.0/20
|  | blr | bos_saintgobain_sagewindow |  | 100.95.208.0/20
|  | blr | bos_saintgobain_sagewindow |  | 100.95.208.0/20
|  | blr | bos_saintgobain_sagewindow |  | 100.95.208.0/20
|  | blr | bos_saintgobain_sagewindow |  | 100.95.208.0/20
|  | blr | bos_saintgobain_sagewindow |  | 100.95.208.0/20
|  | blr | bos_saintgobain_sagewindow |  | 100.95.208.0/20
|  | blr | bos_saintgobain_sagewindow |  | 100.95.208.0/20
|  | blr | bos_saintgobain_sagewindow |  | 100.95.208.0/20
|  | blr | bos_saintgobain_sagewindow |  | 100.95.208.0/20
|  | blr | bos_saintgobain_sagewindow |  | 100.95.208.0/20
|  | blr | bos_saintgobain_sagewindow |  | 100.95.208.0/20
|  | blr | bos_saintgobain_sagewindow |  | 100.95.208.0/20
|  | blr | bos_saintgobain_sagewindow |  | 100.95.208.0/20
|  | blr | bos_saintgobain_sagewindow |  | 100.95.208.0/20
|  | blr | bos_saintgobain_sagewindow |  | 100.95.208.0/20
|  | blr | bos_saintgobain_sagewindow |  | 100.95.208.0/20
|  | blr | bos_saintgobain_sagewindow |  | 100.95.208.0/20
|  | blr | bos_saintgobain_sagewindow |  | 100.95.208.0/20
|  | blr | bos_saintgobain_sagewindow |  | 100.95.208.0/20
|  | blr | bos_saintgobain_sagewindow |  | 100.95.208.0/20
|  | blr | bos_saintgobain_sagewindow |  | 100.95.208.0/20
|  | blr | bos_saintgobain_sagewindow |  | 100.95.208.0/20
|  | blr | bos_saintgobain_sagewindow |  | 100.95.208.0/20
|  | blr | bos_saintgobain_sagewindow |  | 100.95.208.0/20
|  | blr | bos_saintgobain_sagewindow |  | 100.95.208.0/20
|  | blr | bos_saintgobain_sagewindow |  | 100.95.208.0/20
|  | blr | bos_saintgobain_sagewindow |  | 100.95.208.0/20
|  | blr | bos_saintgobain_sagewindow |  | 100.95.208.0/20
|  | blr | bos_saintgobain_sagewindow |  | 100.95.208.0/20
|  | blr | bos_saintgobain_sagewindow |  | 100.95.208.0/20
|  | blr | bos_saintgobain_sagewindow |  | 100.95.208.0/20
|  | blr | bos_saintgobain_sagewindow |  | 100.95.208.0/20
|  | blr | bos_saintgobain_sagewindow |  | 100.95.208.0/20
|  | blr | bos_saintgobain_sagewindow |  | 100.95.208.0/20
|  | blr | bos_saintgobain_sagewindow |  | 100.95.208.0/20
|  | blr | bos_saintgobain_sagewindow |  | 100.95.208.0/20
|  | blr | bos_saintgobain_sagewindow |  | 100.95.208.0/20
|  | blr | bos_saintgobain_sagewindow |  | 100.95.208.0/20
|  | blr | bos_saintgobain_sagewindow |  | 100.95.208.0/20
|  | blr | bos_saintgobain_sagewindow |  | 100.95.208.0/20
|  | blr | bos_saintgobain_sagewindow |  | 100.95.208.0/20
|  | blr | bos_saintgobain_sagewindow |  | 100.95.208.0/20
|  | blr | bos_saintgobain_sagewindow |  | 100.95.208.0/20
|  | blr | bos_saintgobain_sagewindow |  | 100.95.208.0/20
|  | blr | bos_saintgobain_sagewindow |  | 100.95.208.0/20
|  | blr | bos_saintgobain_sagewindow |  | 100.95.208.0/20
|  | blr | bos_saintgobain_sagewindow |  | 100.95.208.0/20
|  | blr | bos_saintgobain_sagewindow |  | 100.95.208.0/20
|  | blr | bos_saintgobain_sagewindow |  | 100.95.208.0/20
|  | blr | bos_saintgobain_sagewindow |  | 100.95.208.0/20
|  | blr | bos_saintgobain_sagewindow |  | 100.95.208.0/20
|  | blr | bos_saintgobain_sagewindow |  | 100.95.208.0/20
|  | blr | bos_saintgobain_sagewindow |  | 100.95.208.0/20
|  | blr | bos_saintgobain_sagewindow |  | 100.95.208.0/20
|  | blr | bos_saintgobain_sagewindow |  | 100.95.208.0/20
|  | blr | bos_saintgobain_sagewindow |  | 100.95.208.0/20
|  | blr | bos_saintgobain_sagewindow |  | 100.95.208.0/20
|  | blr | bos_saintgobain_sagewindow |  | 100.95.208.0/20
|  | blr | bos_saintgobain_sagewindow |  | 100.95.208.0/20
|  | blr | bos_saintgobain_sagewindow |  | 100.95.208.0/20
|  | blr | bos_saintgobain_sagewindow |  | 100.95.208.0/20
|  | blr | bos_saintgobain_sagewindow |  | 100.95.208.0/20
|  | blr | bos_saintgobain_sagewindow |  | 100.95.208.0/20
|  | blr | bos_saintgobain_sagewindow |  | 100.95.208.0/20
|  | blr | bos_saintgobain_sagewindow |  | 100.95.208.0/20
|  | blr | bos_saintgobain_sagewindow |  | 100.95.208.0/20
|  | blr | bos_saintgobain_sagewindow |  | 100.95.208.0/20
|  | blr | bos_saintgobain_sagewindow |  | 100.95.208.0/20
|  | blr | bos_saintgobain_sagewindow |  | 100.95.208.0/20
|  | blr | bos_saintgobain_sagewindow |  | 100.95.208.0/20
|  | blr | bos_saintgobain_sagewindow |  | 100.95.208.0/20
|  | blr | bos_saintgobain_sagewindow |  | 100.95.208.0/20
|  | blr | bos_saintgobain_sagewindow |  | 100.95.208.0/20
|  | blr | bos_saintgobain_sagewindow |  | 100.95.208.0/20
|  | blr | bos_saintgobain_sagewindow |  | 100.95.208.0/20
|  | blr | bos_saintgobain_sagewindow |  | 100.95.208.0/20
|  | blr | bos_saintgobain_sagewindow |  | 100.95.208.0/20
|  | blr | bos_saintgobain_sagewindow |  | 100.95.208.0/20
|  | blr | bos_saintgobain_sagewindow |  | 100.95.208.0/20
|  | blr | bos_saintgobain_sagewindow |  | 100.95.208.0/20
|  | blr | bos_saintgobain_sagewindow |  | 100.95.208.0/20
|  | blr | bos_saintgobain_sagewindow |  | 100.95.208.0/20
|  | blr | bos_saintgobain_sagewindow |  | 100.95.208.0/20
|  | blr | bos_saintgobain_sagewindow |  | 100.95.208.0/20
|  | blr | bos_saintgobain_sagewindow |  | 100.95.208.0/20
|  | blr | bos_saintgobain_sagewindow |  | 100.95.208.0/20
|  | blr | bos_saintgobain_sagewindow |  | 100.95.208.0/20
|  | blr | bos_saintgobain_sagewindow |  | 100.95.208.0/20
|  | blr | bos_saintgobain_sagewindow |  | 100.95.208.0/20
|  | blr | bos_saintgobain_sagewindow |  | 100.95.208.0/20
|  | blr | bos_saintgobain_sagewindow |  | 100.95.208.0/20
|  | blr | bos_saintgobain_sagewindow |  | 100.95.208.0/20
|  | blr | bos_saintgobain_sagewindow |  | 100.95.208.0/20
|  | blr | bos_saintgobain_sagewindow |  | 100.95.208.0/20
|  | blr | bos_saintgobain_sagewindow |  | 100.95.208.0/20
|  | blr | bos_saintgobain_sagewindow |  | 100.95.208.0/20
|  | blr | bos_saintgobain_sagewindow |  | 100.95.208.0/20
|  | blr | bos_saintgobain_sagewindow |  | 100.95.208.0/20
|  | blr | bos_saintgobain_sagewindow |  | 100.95.208.0/20
|  | blr | bos_saintgobain_sagewindow |  | 100.95.208.0/20
|  | blr | bos_saintgobain_sagewindow |  | 100.95.208.0/20
|  | blr | bos_saintgobain_sagewindow |  | 100.95.208.0/20
|  | blr | bos_saintgobain_sagewindow |  | 100.95.208.0/20
|  | blr | bos_saintgobain_sagewindow |  | 100.95.208.0/20
|  | blr | bos_saintgobain_sagewindow |  | 100.95.208.0/20
|  | blr | bos_saintgobain_sagewindow |  | 100.95.208.0/20
|  | blr | bos_saintgobain_sagewindow |  | 100.95.208.0/20
|  | blr | bos_saintgobain_sagewindow |  | 100.95.208.0/20
|  | blr | bos_saintgobain_sagewindow |  | 100.95.208.0/20
|  | blr | bos_saintgobain_sagewindow |  | 100.95.208.0/20
|  | blr | bos_saintgobain_sagewindow |  | 100.95.208.0/20
|  | blr | bos_saintgobain_sagewindow |  | 100.95.208.0/20
|  | blr | bos_saintgobain_sagewindow |  | 100.95.208.0/20
|  | blr | bos_saintgobain_sagewindow |  | 100.95.208.0/20
|  | blr | bos_saintgobain_sagewindow |  | 100.95.208.0/20
|  | blr | bos_saintgobain_sagewindow |  | 100.95.208.0/20
|  | blr | bos_saintgobain_sagewindow |  | 100.95.208.0/20
|  | blr | bos_saintgobain_sagewindow |  | 100.95.208.0/20
|  | blr | bos_saintgobain_sagewindow |  | 100.95.208.0/20
|  | blr | bos_saintgobain_sagewindow |  | 100.95.208.0/20
|  | blr | bos_saintgobain_sagewindow |  | 100.95.208.0/20
|  | blr | bos_saintgobain_sagewindow |  | 100.95.208.0/20
|  | blr | bos_saintgobain_sagewindow |  | 100.95.208.0/20
|  | blr | bos_saintgobain_sagewindow |  | 100.95.208.0/20
|  | blr | bos_saintgobain_sagewindow |  | 100.95.208.0/20
|  | blr | bos_saintgobain_sagewindow |  | 100.95.208.0/20
|  | blr | bos_saintgobain_sagewindow |  | 100.95.208.0/20
|  | blr | bos_saintgobain_sagewindow |  | 100.95.208.0/20
|  | blr | bos_saintgobain_sagewindow |  | 100.95.208.0/20
|  | blr | bos_saintgobain_sagewindow |  | 100.95.208.0/20
|  | blr | bos_saintgobain_sagewindow |  | 100.95.208.0/20
|  | blr | bos_saintgobain_sagewindow |  | 100.95.208.0/20
|  | blr | bos_saintgobain_sagewindow |  | 100.95.208.0/20
|  | blr | bos_saintgobain_sagewindow |  | 100.95.208.0/20
|  | blr | bos_saintgobain_sagewindow |  | 100.95.208.0/20
|  | blr | bos_saintgobain_sagewindow |  | 100.95.208.0/20
|  | blr | bos_saintgobain_sagewindow |  | 100.95.208.0/20
|  | blr | bos_saintgobain_sagewindow |  | 100.95.208.0/20
|  | blr | bos_saintgobain_sagewindow |  | 100.95.208.0/20
|  | blr | bos_saintgobain_sagewindow |  | 100.95.208.0/20
|  | blr | bos_saintgobain_sagewindow |  | 100.95.208.0/20
|  | blr | bos_saintgobain_sagewindow |  | 100.95.208.0/20
|  | blr | bos_saintgobain_sagewindow |  | 100.95.208.0/20
|  | blr | bos_saintgobain_sagewindow |  | 100.95.208.0/20
|  | blr | bos_saintgobain_sagewindow |  | 100.95.208.0/20
|  | blr | bos_saintgobain_sagewindow |  | 100.95.208.0/20
|  | blr | bos_saintgobain_sagewindow |  | 100.95.208.0/20
|  | blr | bos_saintgobain_sagewindow |  | 100.95.208.0/20
|  | blr | bos_saintgobain_sagewindow |  | 100.95.208.0/20
|  | blr | bos_saintgobain_sagewindow |  | 100.95.208.0/20
|  | blr | bos_saintgobain_sagewindow |  | 100.95.208.0/20
|  | blr | bos_saintgobain_sagewindow |  | 100.95.208.0/20
|  | blr | bos_saintgobain_sagewindow |  | 100.95.208.0/20
|  | blr | bos_saintgobain_sagewindow |  | 100.95.208.0/20
|  | blr | bos_saintgobain_sagewindow |  | 100.95.208.0/20
|  | blr | bos_saintgobain_sagewindow |  | 100.95.208.0/20
|  | blr | bos_saintgobain_sagewindow |  | 100.95.208.0/20
|  | blr | bos_saintgobain_sagewindow |  | 100.95.208.0/20
|  | blr | bos_saintgobain_sagewindow |  | 100.95.208.0/20
|  | blr | bos_saintgobain_sagewindow |  | 100.95.208.0/20
|  | blr | bos_saintgobain_sagewindow |  | 100.95.208.0/20
|  | blr | bos_saintgobain_sagewindow |  | 100.95.208.0/20
|  | blr | bos_saintgobain_sagewindow |  | 100.95.208.0/20
|  | blr | bos_saintgobain_sagewindow |  | 100.95.208.0/20
|  | blr | bos_saintgobain_sagewindow |  | 100.95.208.0/20
|  | blr | bos_saintgobain_sagewindow |  | 100.95.208.0/20
|  | blr | bos_saintgobain_sagewindow |  | 100.95.208.0/20
|  | blr | bos_saintgobain_sagewindow |  | 100.95.208.0/20
|  | blr | bos_saintgobain_sagewindow |  | 100.95.208.0/20
|  | blr | bos_saintgobain_sagewindow |  | 100.95.208.0/20
|  | blr | bos_saintgobain_sagewindow |  | 100.95.208.0/20
|  | blr | bos_saintgobain_sagewindow |  | 100.95.208.0/20
|  | blr | bos_saintgobain_sagewindow |  | 100.95.208.0/20
|  | blr | bos_saintgobain_sagewindow |  | 100.95.208.0/20
|  | blr | bos_saintgobain_sagewindow |  | 100.95.208.0/20
|  | blr | bos_saintgobain_sagewindow |  | 100.95.208.0/20
|  | blr | bos_saintgobain_sagewindow |  | 100.95.208.0/20
|  | blr | bos_saintgobain_sagewindow |  | 100.95.208.0/20
|  | blr | bos_saintgobain_sagewindow |  | 100.95.208.0/20
|  | blr | bos_saintgobain_sagewindow |  | 100.95.208.0/20
|  | blr | bos_saintgobain_sagewindow |  | 100.95.208.0/20
|  | blr | bos_saintgobain_sagewindow |  | 100.95.208.0/20
|  | blr | bos_saintgobain_sagewindow |  | 100.95.208.0/20
|  | blr | bos_saintgobain_sagewindow |  | 100.95.208.0/20
|  | blr | bos_saintgobain_sagewindow |  | 100.95.208.0/20
|  | blr | bos_saintgobain_sagewindow |  | 100.95.208.0/20
|  | blr | bos_saintgobain_sagewindow |  | 100.95.208.0/20
|  | blr | bos_saintgobain_sagewindow |  | 100.95.208.0/20
|  | blr | bos_saintgobain_sagewindow |  | 100.95.208.0/20
|  | blr | bos_saintgobain_sagewindow |  | 100.95.208.0/20
|  | blr | bos_saintgobain_sagewindow |  | 100.95.208.0/20
|  | blr | bos_saintgobain_sagewindow |  | 100.95.208.0/20
|  | blr | bos_saintgobain_sagewindow |  | 100.95.208.0/20
|  | blr | bos_saintgobain_sagewindow |  | 100.95.208.0/20
|  | blr | bos_saintgobain_sagewindow |  | 100.95.208.0/20
|  | blr | bos_saintgobain_sagewindow |  | 100.95.208.0/20
|  | blr | bos_saintgobain_sagewindow |  | 100.95.208.0/20
|  | blr | bos_saintgobain_sagewindow |  | 100.95.208.0/20
|  | blr | bos_saintgobain_sagewindow |  | 100.95.208.0/20
|  | blr | bos_saintgobain_sagewindow |  | 100.95.208.0/20
|  | blr | bos_saintgobain_sagewindow |  | 100.95.208.0/20
|  | blr | bos_saintgobain_sagewindow |  | 100.95.208.0/20
|  | blr | bos_saintgobain_sagewindow |  | 100.95.208.0/20
|  | blr | bos_saintgobain_sagewindow |  | 100.95.208.0/20
|  | blr | bos_saintgobain_sagewindow |  | 100.95.208.0/20
|  | blr | bos_saintgobain_sagewindow |  | 100.95.208.0/20
|  | blr | bos_saintgobain_sagewindow |  | 100.95.208.0/20
|  | blr | bos_saintgobain_sagewindow |  | 100.95.208.0/20
|  | blr | bos_saintgobain_sagewindow |  | 100.95.208.0/20
|  | blr | bos_saintgobain_sagewindow |  | 100.95.208.0/20
|  | blr | bos_saintgobain_sagewindow |  | 100.95.208.0/20
|  | blr | bos_saintgobain_sagewindow |  | 100.95.208.0/20
|  | blr | bos_saintgobain_sagewindow |  | 100.95.208.0/20
|  | blr | bos_saintgobain_sagewindow |  | 100.95.208.0/20
|  | blr | bos_saintgobain_sagewindow |  | 100.95.208.0/20
|  | blr | bos_saintgobain_sagewindow |  | 100.95.208.0/20
|  | blr | bos_saintgobain_sagewindow |  | 100.95.208.0/20
|  | blr | bos_saintgobain_sagewindow |  | 100.95.208.0/20
|  | blr | bos_saintgobain_sagewindow |  | 100.95.208.0/20
|  | blr | bos_saintgobain_sagewindow |  | 100.95.208.0/20
|  | blr | bos_saintgobain_sagewindow |  | 100.95.208.0/20
|  | blr | bos_saintgobain_sagewindow |  | 100.95.208.0/20
|  | blr | bos_saintgobain_sagewindow |  | 100.95.208.0/20
|  | blr | bos_saintgobain_sagewindow |  | 100.95.208.0/20
|  | blr | bos_saintgobain_sagewindow |  | 100.95.208.0/20
|  | blr | bos_saintgobain_sagewindow |  | 100.95.208.0/20
|  | blr | bos_saintgobain_sagewindow |  | 100.95.208.0/20
|  | blr | bos_saintgobain_sagewindow |  | 100.95.208.0/20
|  | blr | bos_saintgobain_sagewindow |  | 100.95.208.0/20
|  | blr | bos_saintgobain_sagewindow |  | 100.95.208.0/20
|  | blr | bos_saintgobain_sagewindow |  | 100.95.208.0/20
|  | blr | bos_saintgobain_sagewindow |  | 100.95.208.0/20
|  | blr | bos_saintgobain_sagewindow |  | 100.95.208.0/20
|  | blr | bos_saintgobain_sagewindow |  | 100.95.208.0/20
|  | blr | bos_saintgobain_sagewindow |  | 100.95.208.0/20
|  | blr | bos_saintgobain_sagewindow |  | 100.95.208.0/20
|  | blr | bos_saintgobain_sagewindow |  | 100.95.208.0/20
|  | blr | bos_saintgobain_sagewindow |  | 100.95.208.0/20
|  | blr | bos_saintgobain_sagewindow |  | 100.95.208.0/20
|  | blr | bos_saintgobain_sagewindow |  | 100.95.208.0/20
|  | blr | bos_saintgobain_sagewindow |  | 100.95.208.0/20
|  | blr | bos_saintgobain_sagewindow |  | 100.95.208.0/20
|  | blr | bos_saintgobain_sagewindow |  | 100.95.208.0/20
|  | blr | bos_saintgobain_sagewindow |  | 100.95.208.0/20
|  | blr | bos_saintgobain_sagewindow |  | 100.95.208.0/20
|  | blr | bos_saintgobain_sagewindow |  | 100.95.208.0/20
|  | blr | bos_saintgobain_sagewindow |  | 100.95.208.0/20
|  | blr | bos_saintgobain_sagewindow |  | 100.95.208.0/20
|  | blr | bos_saintgobain_sagewindow |  | 100.95.208.0/20
|  | blr | bos_saintgobain_sagewindow |  | 100.95.208.0/20
|  | blr | bos_saintgobain_sagewindow |  | 100.95.208.0/20
|  | blr | bos_saintgobain_sagewindow |  | 100.95.208.0/20
|  | blr | bos_saintgobain_sagewindow |  | 100.95.208.0/20
|  | blr | bos_saintgobain_sagewindow |  | 100.95.208.0/20
|  | blr | bos_saintgobain_sagewindow |  | 100.95.208.0/20
|  | blr | bos_saintgobain_sagewindow |  | 100.95.208.0/20
|  | blr | bos_saintgobain_sagewindow |  | 100.95.208.0/20
|  | blr | bos_saintgobain_sagewindow |  | 100.95.208.0/20
|  | blr | bos_saintgobain_sagewindow |  | 100.95.208.0/20
|  | blr | bos_saintgobain_sagewindow |  | 100.95.208.0/20
|  | blr | bos_saintgobain_sagewindow |  | 100.95.208.0/20
|  | blr | bos_saintgobain_sagewindow |  | 100.95.208.0/20
|  | blr | bos_saintgobain_sagewindow |  | 100.95.208.0/20
|  | blr | bos_saintgobain_sagewindow |  | 100.95.208.0/20
|  | blr | bos_saintgobain_sagewindow |  | 100.95.208.0/20
|  | blr | bos_saintgobain_sagewindow |  | 100.95.208.0/20
|  | blr | bos_saintgobain_sagewindow |  | 100.95.208.0/20
|  | blr | bos_saintgobain_sagewindow |  | 100.95.208.0/20
|  | blr | bos_saintgobain_sagewindow |  | 100.95.208.0/20
|  | blr | bos_saintgobain_sagewindow |  | 100.95.208.0/20
|  | blr | bos_saintgobain_sagewindow |  | 100.95.208.0/20
|  | blr | bos_saintgobain_sagewindow |  | 100.95.208.0/20
|  | blr | bos_saintgobain_sagewindow |  | 100.95.208.0/20
|  | blr | bos_saintgobain_sagewindow |  | 100.95.208.0/20
|  | blr | bos_saintgobain_sagewindow |  | 100.95.208.0/20
|  | blr | bos_saintgobain_sagewindow |  | 100.95.208.0/20
|  | blr | bos_saintgobain_sagewindow |  | 100.95.208.0/20
|  | blr | bos_saintgobain_sagewindow |  | 100.95.208.0/20
|  | blr | bos_saintgobain_sagewindow |  | 100.95.208.0/20
|  | blr | bos_saintgobain_sagewindow |  | 100.95.208.0/20
|  | blr | bos_saintgobain_sagewindow |  | 100.95.208.0/20
|  | blr | bos_saintgobain_sagewindow |  | 100.95.208.0/20
|  | blr | bos_saintgobain_sagewindow |  | 100.95.208.0/20
|  | blr | bos_saintgobain_sagewindow |  | 100.95.208.0/20
|  | blr | bos_saintgobain_sagewindow |  | 100.95.208.0/20
|  | blr | bos_saintgobain_sagewindow |  | 100.95.208.0/20
|  | blr | bos_saintgobain_sagewindow |  | 100.95.208.0/20
|  | blr | bos_saintgobain_sagewindow |  | 100.95.208.0/20
|  | blr | bos_saintgobain_sagewindow |  | 100.95.208.0/20
|  | blr | bos_saintgobain_sagewindow |  | 100.95.208.0/20
|  | blr | bos_saintgobain_sagewindow |  | 100.95.208.0/20
|  | blr | bos_saintgobain_sagewindow |  | 100.95.208.0/20
|  | blr | bos_saintgobain_sagewindow |  | 100.95.208.0/20
|  | blr | bos_saintgobain_sagewindow |  | 100.95.208.0/20
|  | blr | bos_saintgobain_sagewindow |  | 100.95.208.0/20
|  | blr | bos_saintgobain_sagewindow |  | 100.95.208.0/20
|  | blr | bos_saintgobain_sagewindow |  | 100.95.208.0/20
|  | blr | bos_saintgobain_sagewindow |  | 100.95.208.0/20
|  | blr | bos_saintgobain_sagewindow |  | 100.95.208.0/20
|  | blr | bos_saintgobain_sagewindow |  | 100.95.208.0/20
|  | blr | bos_saintgobain_sagewindow |  | 100.95.208.0/20
|  | blr | bos_saintgobain_sagewindow |  | 100.95.208.0/20
|  | blr | bos_saintgobain_sagewindow |  | 100.95.208.0/20
|  | blr | bos_saintgobain_sagewindow |  | 100.95.208.0/20
|  | blr | bos_saintgobain_sagewindow |  | 100.95.208.0/20
|  | blr | bos_saintgobain_sagewindow |  | 100.95.208.0/20
|  | blr | bos_saintgobain_sagewindow |  | 100.95.208.0/20
|  | blr | bos_saintgobain_sagewindow |  | 100.95.208.0/20
|  | blr | bos_saintgobain_sagewindow |  | 100.95.208.0/20
|  | blr | bos_saintgobain_sagewindow |  | 100.95.208.0/20
|  | blr | bos_saintgobain_sagewindow |  | 100.95.208.0/20
|  | blr | bos_saintgobain_sagewindow |  | 100.95.208.0/20
|  | blr | bos_saintgobain_sagewindow |  | 100.95.208.0/20
|  | blr | bos_saintgobain_sagewindow |  | 100.95.208.0/20
|  | blr | bos_saintgobain_sagewindow |  | 100.95.208.0/20
|  | blr | bos_saintgobain_sagewindow |  | 100.95.208.0/20
|  | blr | bos_saintgobain_sagewindow |  | 100.95.208.0/20
|  | blr | bos_saintgobain_sagewindow |  | 100.95.208.0/20
|  | blr | bos_saintgobain_sagewindow |  | 100.95.208.0/20
|  | blr | bos_saintgobain_sagewindow |  | 100.95.208.0/20
|  | blr | bos_saintgobain_sagewindow |  | 100.95.208.0/20
|  | blr | bos_saintgobain_sagewindow |  | 100.95.208.0/20
|  | blr | bos_saintgobain_sagewindow |  | 100.95.208.0/20
|  | blr | bos_saintgobain_sagewindow |  | 100.95.208.0/20
|  | blr | bos_saintgobain_sagewindow |  | 100.95.208.0/20
|  | blr | bos_saintgobain_sagewindow |  | 100.95.208.0/20
|  | blr | bos_saintgobain_sagewindow |  | 100.95.208.0/20
|  | blr | bos_saintgobain_sagewindow |  | 100.95.208.0/20
|  | blr | bos_saintgobain_sagewindow |  | 100.95.208.0/20
|  | blr | bos_saintgobain_sagewindow |  | 100.95.208.0/20
|  | blr | bos_saintgobain_sagewindow |  | 100.95.208.0/20
|  | blr | bos_saintgobain_sagewindow |  | 100.95.208.0/20
|  | blr | bos_saintgobain_sagewindow |  | 100.95.208.0/20
|  | blr | bos_saintgobain_sagewindow |  | 100.95.208.0/20
|  | blr | bos_saintgobain_sagewindow |  | 100.95.208.0/20
|  | blr | bos_saintgobain_sagewindow |  | 100.95.208.0/20
|  | blr | bos_saintgobain_sagewindow |  | 100.95.208.0/20
|  | blr | bos_saintgobain_sagewindow |  | 100.95.208.0/20
|  | blr | bos_saintgobain_sagewindow |  | 100.95.208.0/20
|  | blr | bos_saintgobain_sagewindow |  | 100.95.208.0/20
|  | blr | bos_saintgobain_sagewindow |  | 100.95.208.0/20
|  | blr | bos_saintgobain_sagewindow |  | 100.95.208.0/20
|  | blr | bos_saintgobain_sagewindow |  | 100.95.208.0/20
|  | blr | bos_saintgobain_sagewindow |  | 100.95.208.0/20
|  | blr | bos_saintgobain_sagewindow |  | 100.95.208.0/20
|  | blr | bos_saintgobain_sagewindow |  | 100.95.208.0/20
|  | blr | bos_saintgobain_sagewindow |  | 100.95.208.0/20
|  | blr | bos_saintgobain_sagewindow |  | 100.95.208.0/20
|  | blr | bos_saintgobain_sagewindow |  | 100.95.208.0/20
|  | blr | bos_saintgobain_sagewindow |  | 100.95.208.0/20
|  | blr | bos_saintgobain_sagewindow |  | 100.95.208.0/20
|  | blr | bos_saintgobain_sagewindow |  | 100.95.208.0/20
|  | blr | bos_saintgobain_sagewindow |  | 100.95.208.0/20
|  | blr | bos_saintgobain_sagewindow |  | 100.95.208.0/20
|  | blr | bos_saintgobain_sagewindow |  | 100.95.208.0/20
|  | blr | bos_saintgobain_sagewindow |  | 100.95.208.0/20
|  | blr | bos_saintgobain_sagewindow |  | 100.95.208.0/20
|  | blr | bos_saintgobain_sagewindow |  | 100.95.208.0/20
|  | blr | bos_saintgobain_sagewindow |  | 100.95.208.0/20
|  | blr | bos_saintgobain_sagewindow |  | 100.95.208.0/20
|  | blr | bos_saintgobain_sagewindow |  | 100.95.208.0/20
|  | blr | bos_saintgobain_sagewindow |  | 100.95.208.0/20
|  | blr | bos_saintgobain_sagewindow |  | 100.95.208.0/20
|  | blr | bos_saintgobain_sagewindow |  | 100.95.208.0/20
|  | blr | bos_saintgobain_sagewindow |  | 100.95.208.0/20
|  | blr | bos_saintgobain_sagewindow |  | 100.95.208.0/20
|  | blr | bos_saintgobain_sagewindow |  | 100.95.208.0/20
|  | blr | bos_saintgobain_sagewindow |  | 100.95.208.0/20
|  | blr | bos_saintgobain_sagewindow |  | 100.95.208.0/20
|  | blr | bos_saintgobain_sagewindow |  | 100.95.208.0/20
|  | blr | bos_saintgobain_sagewindow |  | 100.95.208.0/20
|  | blr | bos_saintgobain_sagewindow |  | 100.95.208.0/20
|  | blr | bos_saintgobain_sagewindow |  | 100.95.208.0/20
|  | blr | bos_saintgobain_sagewindow |  | 100.95.208.0/20
|  | blr | bos_saintgobain_sagewindow |  | 100.95.208.0/20
|  | blr | bos_saintgobain_sagewindow |  | 100.95.208.0/20
|  | blr | bos_saintgobain_sagewindow |  | 100.95.208.0/20
|  | blr | bos_saintgobain_sagewindow |  | 100.95.208.0/20
|  | blr | bos_saintgobain_sagewindow |  | 100.95.208.0/20
|  | blr | bos_saintgobain_sagewindow |  | 100.95.208.0/20
|  | blr | bos_saintgobain_sagewindow |  | 100.95.208.0/20
|  | blr | bos_saintgobain_sagewindow |  | 100.95.208.0/20
|  | blr | bos_saintgobain_sagewindow |  | 100.95.208.0/20
|  | blr | bos_saintgobain_sagewindow |  | 100.95.208.0/20
|  | blr | bos_saintgobain_sagewindow |  | 100.95.208.0/20
|  | blr | bos_saintgobain_sagewindow |  | 100.95.208.0/20
|  | blr | bos_saintgobain_sagewindow |  | 100.95.208.0/20
|  | blr | bos_saintgobain_sagewindow |  | 100.95.208.0/20
|  | blr | bos_saintgobain_sagewindow |  | 100.95.208.0/20
|  | blr | bos_saintgobain_sagewindow |  | 100.95.208.0/20
|  | blr | bos_saintgobain_sagewindow |  | 100.95.208.0/20
|  | blr | bos_saintgobain_sagewindow |  | 100.95.208.0/20
|  | blr | bos_saintgobain_sagewindow |  | 100.95.208.0/20
|  | blr | bos_saintgobain_sagewindow |  | 100.95.208.0/20
|  | blr | bos_saintgobain_sagewindow |  | 100.95.208.0/20
|  | blr | bos_saintgobain_sagewindow |  | 100.95.208.0/20
|  | blr | bos_saintgobain_sagewindow |  | 100.95.208.0/20
|  | blr | bos_saintgobain_sagewindow |  | 100.95.208.0/20
|  | blr | bos_saintgobain_sagewindow |  | 100.95.208.0/20
|  | blr | bos_saintgobain_sagewindow |  | 100.95.208.0/20
|  | blr | bos_saintgobain_sagewindow |  | 100.95.208.0/20
|  | blr | bos_saintgobain_sagewindow |  | 100.95.208.0/20
|  | blr | bos_saintgobain_sagewindow |  | 100.95.208.0/20
|  | blr | bos_saintgobain_sagewindow |  | 100.95.208.0/20
|  | blr | bos_saintgobain_sagewindow |  | 100.95.208.0/20
|  | blr | bos_saintgobain_sagewindow |  | 100.95.208.0/20
|  | blr | bos_saintgobain_sagewindow |  | 100.95.208.0/20
|  | blr | bos_saintgobain_sagewindow |  | 100.95.208.0/20
|  | blr | bos_saintgobain_sagewindow |  | 100.95.208.0/20
|  | blr | bos_saintgobain_sagewindow |  | 100.95.208.0/20
|  | blr | bos_saintgobain_sagewindow |  | 100.95.208.0/20
|  | blr | bos_saintgobain_sagewindow |  | 100.95.208.0/20
|  | blr | bos_saintgobain_sagewindow |  | 100.95.208.0/20
|  | blr | bos_saintgobain_sagewindow |  | 100.95.208.0/20
|  | blr | bos_saintgobain_sagewindow |  | 100.95.208.0/20
|  | blr | bos_saintgobain_sagewindow |  | 100.95.208.0/20
|  | blr | bos_saintgobain_sagewindow |  | 100.95.208.0/20
|  | blr | bos_saintgobain_sagewindow |  | 100.95.208.0/20
|  | blr | bos_saintgobain_sagewindow |  | 100.95.208.0/20
|  | blr | bos_saintgobain_sagewindow |  | 100.95.208.0/20
|  | blr | bos_saintgobain_sagewindow |  | 100.95.208.0/20
|  | blr | bos_saintgobain_sagewindow |  | 100.95.208.0/20
|  | blr | bos_saintgobain_sagewindow |  | 100.95.208.0/20
|  | blr | bos_saintgobain_sagewindow |  | 100.95.208.0/20
|  | blr | bos_saintgobain_sagewindow |  | 100.95.208.0/20
|  | blr | bos_saintgobain_sagewindow |  | 100.95.208.0/20
|  | blr | bos_saintgobain_sagewindow |  | 100.95.208.0/20
|  | blr | bos_saintgobain_sagewindow |  | 100.95.208.0/20
|  | blr | bos_saintgobain_sagewindow |  | 100.95.208.0/20
|  | blr | bos_saintgobain_sagewindow |  | 100.95.208.0/20
|  | blr | bos_saintgobain_sagewindow |  | 100.95.208.0/20
|  | blr | bos_saintgobain_sagewindow |  | 100.95.208.0/20
|  | blr | bos_saintgobain_sagewindow |  | 100.95.208.0/20
|  | blr | bos_saintgobain_sagewindow |  | 100.95.208.0/20
|  | blr | bos_saintgobain_sagewindow |  | 100.95.208.0/20
|  | blr | bos_saintgobain_sagewindow |  | 100.95.208.0/20
|  | blr | bos_saintgobain_sagewindow |  | 100.95.208.0/20
|  | blr | bos_saintgobain_sagewindow |  | 100.95.208.0/20
|  | blr | bos_saintgobain_sagewindow |  | 100.95.208.0/20
|  | blr | bos_saintgobain_sagewindow |  | 100.95.208.0/20
|  | blr | bos_saintgobain_sagewindow |  | 100.95.208.0/20
|  | blr | bos_saintgobain_sagewindow |  | 100.95.208.0/20
|  | blr | bos_saintgobain_sagewindow |  | 100.95.208.0/20
|  | blr | bos_saintgobain_sagewindow |  | 100.95.208.0/20
|  | blr | bos_saintgobain_sagewindow |  | 100.95.208.0/20
|  | blr | bos_saintgobain_sagewindow |  | 100.95.208.0/20
|  | blr | bos_saintgobain_sagewindow |  | 100.95.208.0/20
|  | blr | bos_saintgobain_sagewindow |  | 100.95.208.0/20
|  | blr | bos_saintgobain_sagewindow |  | 100.95.208.0/20
|  | blr | bos_saintgobain_sagewindow |  | 100.95.208.0/20
|  | blr | bos_saintgobain_sagewindow |  | 100.95.208.0/20
|  | blr | bos_saintgobain_sagewindow |  | 100.95.208.0/20
|  | blr | bos_saintgobain_sagewindow |  | 100.95.208.0/20
|  | blr | bos_saintgobain_sagewindow |  | 100.95.208.0/20
|  | blr | bos_saintgobain_sagewindow |  | 100.95.208.0/20
|  | blr | bos_saintgobain_sagewindow |  | 100.95.208.0/20
|  | blr | bos_saintgobain_sagewindow |  | 100.95.208.0/20
|  | blr | bos_saintgobain_sagewindow |  | 100.95.208.0/20
|  | blr | bos_saintgobain_sagewindow |  | 100.95.208.0/20
|  | blr | bos_saintgobain_sagewindow |  | 100.95.208.0/20
|  | blr | bos_saintgobain_sagewindow |  | 100.95.208.0/20
|  | blr | bos_saintgobain_sagewindow |  | 100.95.208.0/20
|  | blr | bos_saintgobain_sagewindow |  | 100.95.208.0/20
|  | blr | bos_saintgobain_sagewindow |  | 100.95.208.0/20
|  | blr | bos_saintgobain_sagewindow |  | 100.95.208.0/20
|  | blr | bos_saintgobain_sagewindow |  | 100.95.208.0/20
|  | blr | bos_saintgobain_sagewindow |  | 100.95.208.0/20
|  | blr | bos_saintgobain_sagewindow |  | 100.95.208.0/20
|  | blr | bos_saintgobain_sagewindow |  | 100.95.208.0/20
|  | blr | bos_saintgobain_sagewindow |  | 100.95.208.0/20
|  | blr | bos_saintgobain_sagewindow |  | 100.95.208.0/20
|  | blr | bos_saintgobain_sagewindow |  | 100.95.208.0/20
|  | blr | bos_saintgobain_sagewindow |  | 100.95.208.0/20
|  | blr | bos_saintgobain_sagewindow |  | 100.95.208.0/20
|  | blr | bos_saintgobain_sagewindow |  | 100.95.208.0/20
|  | blr | bos_saintgobain_sagewindow |  | 100.95.208.0/20
|  | blr | bos_saintgobain_sagewindow |  | 100.95.208.0/20
|  | blr | bos_saintgobain_sagewindow |  | 100.95.208.0/20
|  | blr | bos_saintgobain_sagewindow |  | 100.95.208.0/20
|  | blr | bos_saintgobain_sagewindow |  | 100.95.208.0/20
|  | blr | bos_saintgobain_sagewindow |  | 100.95.208.0/20
|  | blr | bos_saintgobain_sagewindow |  | 100.95.208.0/20
|  | blr | bos_saintgobain_sagewindow |  | 100.95.208.0/20
|  | blr | bos_saintgobain_sagewindow |  | 100.95.208.0/20
|  | blr | bos_saintgobain_sagewindow |  | 100.95.208.0/20
|  | blr | bos_saintgobain_sagewindow |  | 100.95.208.0/20
|  | blr | bos_saintgobain_sagewindow |  | 100.95.208.0/20
|  | blr | bos_saintgobain_sagewindow |  | 100.95.208.0/20
|  | blr | bos_saintgobain_sagewindow |  | 100.95.208.0/20
|  | blr | bos_saintgobain_sagewindow |  | 100.95.208.0/20
|  | blr | bos_saintgobain_sagewindow |  | 100.95.208.0/20
|  | blr | bos_saintgobain_sagewindow |  | 100.95.208.0/20
|  | blr | bos_saintgobain_sagewindow |  | 100.95.208.0/20
|  | blr | bos_saintgobain_sagewindow |  | 100.95.208.0/20
|  | blr | bos_saintgobain_sagewindow |  | 100.95.208.0/20
|  | blr | bos_saintgobain_sagewindow |  | 100.95.208.0/20
|  | blr | bos_saintgobain_sagewindow |  | 100.95.208.0/20
|  | blr | bos_saintgobain_sagewindow |  | 100.95.208.0/20
|  | blr | bos_saintgobain_sagewindow |  | 100.95.208.0/20
|  | blr | bos_saintgobain_sagewindow |  | 100.95.208.0/20
|  | blr | bos_saintgobain_sagewindow |  | 100.95.208.0/20
|  | blr | bos_saintgobain_sagewindow |  | 100.95.208.0/20
|  | blr | bos_saintgobain_sagewindow |  | 100.95.208.0/20
|  | blr | bos_saintgobain_sagewindow |  | 100.95.208.0/20
|  | blr | bos_saintgobain_sagewindow |  | 100.95.208.0/20
|  | blr | bos_saintgobain_sagewindow |  | 100.95.208.0/20
|  | blr | bos_saintgobain_sagewindow |  | 100.95.208.0/20
|  | blr | bos_saintgobain_sagewindow |  | 100.95.208.0/20
|  | blr | bos_saintgobain_sagewindow |  | 100.95.208.0/20
|  | blr | bos_saintgobain_sagewindow |  | 100.95.208.0/20
|  | blr | bos_saintgobain_sagewindow |  | 100.95.208.0/20
|  | blr | bos_saintgobain_sagewindow |  | 100.95.208.0/20
|  | blr | bos_saintgobain_sagewindow |  | 100.95.208.0/20
|  | blr | bos_saintgobain_sagewindow |  | 100.95.208.0/20
|  | blr | bos_saintgobain_sagewindow |  | 100.95.208.0/20
|  | blr | bos_saintgobain_sagewindow |  | 100.95.208.0/20
|  | blr | bos_saintgobain_sagewindow |  | 100.95.208.0/20
|  | blr | bos_saintgobain_sagewindow |  | 100.95.208.0/20
|  | blr | bos_saintgobain_sagewindow |  | 100.95.208.0/20
|  | blr | bos_saintgobain_sagewindow |  | 100.95.208.0/20
|  | blr | bos_saintgobain_sagewindow |  | 100.95.208.0/20
|  | blr | bos_saintgobain_sagewindow |  | 100.95.208.0/20
|  | blr | bos_saintgobain_sagewindow |  | 100.95.208.0/20
|  | blr | bos_saintgobain_sagewindow |  | 100.95.208.0/20
|  | blr | bos_saintgobain_sagewindow |  | 100.95.208.0/20
|  | blr | bos_saintgobain_sagewindow |  | 100.95.208.0/20
|  | blr | bos_saintgobain_sagewindow |  | 100.95.208.0/20
|  | blr | bos_saintgobain_sagewindow |  | 100.95.208.0/20
|  | blr | bos_saintgobain_sagewindow |  | 100.95.208.0/20
|  | blr | bos_saintgobain_sagewindow |  | 100.95.208.0/20
|  | blr | bos_saintgobain_sagewindow |  | 100.95.208.0/20
|  | blr | bos_saintgobain_sagewindow |  | 100.95.208.0/20
|  | blr | bos_saintgobain_sagewindow |  | 100.95.208.0/20
|  | blr | bos_saintgobain_sagewindow |  | 100.95.208.0/20
|  | blr | bos_saintgobain_sagewindow |  | 100.95.208.0/20
|  | blr | bos_saintgobain_sagewindow |  | 100.95.208.0/20
|  | blr | bos_saintgobain_sagewindow |  | 100.95.208.0/20
|  | blr | bos_saintgobain_sagewindow |  | 100.95.208.0/20
|  | blr | bos_saintgobain_sagewindow |  | 100.95.208.0/20
|  | blr | bos_saintgobain_sagewindow |  | 100.95.208.0/20
|  | blr | bos_saintgobain_sagewindow |  | 100.95.208.0/20
|  | blr | bos_saintgobain_sagewindow |  | 100.95.208.0/20
|  | blr | bos_saintgobain_sagewindow |  | 100.95.208.0/20
|  | blr | bos_saintgobain_sagewindow |  | 100.95.208.0/20
|  | blr | bos_saintgobain_sagewindow |  | 100.95.208.0/20
|  | blr | bos_saintgobain_sagewindow |  | 100.95.208.0/20
|  | blr | bos_saintgobain_sagewindow |  | 100.95.208.0/20
|  | blr | bos_saintgobain_sagewindow |  | 100.95.208.0/20
|  | blr | bos_saintgobain_sagewindow |  | 100.95.208.0/20
|  | blr | bos_saintgobain_sagewindow |  | 100.95.208.0/20
|  | blr | bos_saintgobain_sagewindow |  | 100.95.208.0/20
|  | blr | bos_saintgobain_sagewindow |  | 100.95.208.0/20
|  | blr | bos_saintgobain_sagewindow |  | 100.95.208.0/20
|  | blr | bos_saintgobain_sagewindow |  | 100.95.208.0/20
|  | blr | bos_saintgobain_sagewindow |  | 100.95.208.0/20
|  | blr | bos_saintgobain_sagewindow |  | 100.95.208.0/20
|  | blr | bos_saintgobain_sagewindow |  | 100.95.208.0/20
|  | blr | bos_saintgobain_sagewindow |  | 100.95.208.0/20
|  | blr | bos_saintgobain_sagewindow |  | 100.95.208.0/20
|  | blr | bos_saintgobain_sagewindow |  | 100.95.208.0/20
|  | blr | bos_saintgobain_sagewindow |  | 100.95.208.0/20
|  | blr | bos_saintgobain_sagewindow |  | 100.95.208.0/20
|  | blr | bos_saintgobain_sagewindow |  | 100.95.208.0/20
|  | blr | bos_saintgobain_sagewindow |  | 100.95.208.0/20
|  | blr | bos_saintgobain_sagewindow |  | 100.95.208.0/20
|  | blr | bos_saintgobain_sagewindow |  | 100.95.208.0/20
|  | blr | bos_sauter_ecos504 bos_sauter_ecos505 |  | 100.95.208.0/20
|  | blr | bos_sauter_ecos504 bos_sauter_ecos505 |  | 100.95.208.0/20
|  | blr | bos_sauter_ecos504 bos_sauter_ecos505 |  | 100.95.208.0/20
|  | blr | bos_sauter_ecos504 bos_sauter_ecos505 |  | 100.95.208.0/20
|  | blr | bos_sauter_ecos504 bos_sauter_ecos505 |  | 100.95.208.0/20
|  | blr | bos_sauter_ecos504 bos_sauter_ecos505 |  | 100.95.208.0/20
|  | blr | bos_sauter_ecos504 bos_sauter_ecos505 |  | 100.95.208.0/20
|  | blr | bos_sauter_ecos504 bos_sauter_ecos505 |  | 100.95.208.0/20
|  | blr | bos_sauter_ecos504 bos_sauter_ecos505 |  | 100.95.208.0/20
|  | blr | bos_sauter_ecos504 bos_sauter_ecos505 |  | 100.95.208.0/20
|  | blr | bos_sauter_ecos504 bos_sauter_ecos505 |  | 100.95.208.0/20
|  | blr | bos_sauter_ecos504 bos_sauter_ecos505 |  | 100.95.208.0/20
|  | blr | bos_sauter_ecos504 bos_sauter_ecos505 |  | 100.95.208.0/20
|  | blr | bos_sauter_ecos504 bos_sauter_ecos505 |  | 100.95.208.0/20
|  | blr | bos_sauter_ecos504 bos_sauter_ecos505 |  | 100.95.208.0/20
|  | blr | bos_sauter_ecos504 bos_sauter_ecos505 |  | 100.95.208.0/20
|  | blr | bos_sauter_ecos504 bos_sauter_ecos505 |  | 100.95.208.0/20
|  | blr | bos_sauter_ecos504 bos_sauter_ecos505 |  | 100.95.208.0/20
|  | blr | bos_sauter_ecos504 bos_sauter_ecos505 |  | 100.95.208.0/20
|  | blr | bos_sauter_ecos504 bos_sauter_ecos505 |  | 100.95.208.0/20
|  | blr | bos_sauter_ecos504 bos_sauter_ecos505 |  | 100.95.208.0/20
|  | blr | bos_sauter_ecos504 bos_sauter_ecos505 |  | 100.95.208.0/20
|  | blr | bos_sauter_ecos504 bos_sauter_ecos505 |  | 100.95.208.0/20
|  | blr | bos_sauter_ecos504 bos_sauter_ecos505 |  | 100.95.208.0/20
|  | blr | bos_sauter_ecos504 bos_sauter_ecos505 |  | 100.95.208.0/20
|  | blr | bos_sauter_ecos504 bos_sauter_ecos505 |  | 100.95.208.0/20
|  | blr | bos_sauter_ecos504 bos_sauter_ecos505 |  | 100.95.208.0/20
|  | blr | bos_sauter_ecos504 bos_sauter_ecos505 |  | 100.95.208.0/20
|  | blr | bos_sauter_ecos504 bos_sauter_ecos505 |  | 100.95.208.0/20
|  | blr | bos_sauter_ecos504 bos_sauter_ecos505 |  | 100.95.208.0/20
|  | blr | bos_sauter_ecos504 bos_sauter_ecos505 |  | 100.95.208.0/20
|  | blr | bos_sauter_ecos504 bos_sauter_ecos505 |  | 100.95.208.0/20
|  | blr | bos_sauter_ecos504 bos_sauter_ecos505 |  | 100.95.208.0/20
|  | blr | bos_sauter_ecos504 bos_sauter_ecos505 |  | 100.95.208.0/20
|  | blr | bos_sauter_ecos504 bos_sauter_ecos505 |  | 100.95.208.0/20
|  | blr | bos_sauter_ecos504 bos_sauter_ecos505 |  | 100.95.208.0/20
|  | blr | bos_sauter_ecos504 bos_sauter_ecos505 |  | 100.95.208.0/20
|  | blr | bos_sauter_ecos504 bos_sauter_ecos505 |  | 100.95.208.0/20
|  | blr | bos_sauter_ecos504 bos_sauter_ecos505 |  | 100.95.208.0/20
|  | blr | bos_sauter_ecos504 bos_sauter_ecos505 |  | 100.95.208.0/20
|  | blr | bos_sauter_ecos504 bos_sauter_ecos505 |  | 100.95.208.0/20
|  | blr | bos_sauter_ecos504 bos_sauter_ecos505 |  | 100.95.208.0/20
|  | blr | bos_sauter_ecos504 bos_sauter_ecos505 |  | 100.95.208.0/20
|  | blr | bos_sauter_ecos504 bos_sauter_ecos505 |  | 100.95.208.0/20
|  | blr | bos_sauter_ecos504 bos_sauter_ecos505 |  | 100.95.208.0/20
|  | blr | bos_sauter_ecos504 bos_sauter_ecos505 |  | 100.95.208.0/20
|  | blr | bos_sauter_ecos504 bos_sauter_ecos505 |  | 100.95.208.0/20
|  | blr | bos_sauter_ecos504 bos_sauter_ecos505 |  | 100.95.208.0/20
|  | blr | bos_sauter_ecos504 bos_sauter_ecos505 |  | 100.95.208.0/20
|  | blr | bos_sauter_ecos504 bos_sauter_ecos505 |  | 100.95.208.0/20
|  | blr | bos_sauter_ecos504 bos_sauter_ecos505 |  | 100.95.208.0/20
|  | blr | bos_sauter_ecos504 bos_sauter_ecos505 |  | 100.95.208.0/20
|  | blr | bos_sauter_ecos504 bos_sauter_ecos505 |  | 100.95.208.0/20
|  | blr | bos_sauter_ecos504 bos_sauter_ecos505 |  | 100.95.208.0/20
|  | blr | bos_sauter_ecos504 bos_sauter_ecos505 |  | 100.95.208.0/20
|  | blr | bos_sauter_ecos504 bos_sauter_ecos505 |  | 100.95.208.0/20
|  | blr | bos_sauter_ecos504 bos_sauter_ecos505 |  | 100.95.208.0/20
|  | blr | bos_sauter_ecos504 bos_sauter_ecos505 |  | 100.95.208.0/20
|  | blr | bos_sauter_ecos504 bos_sauter_ecos505 |  | 100.95.208.0/20
|  | blr | bos_sauter_ecos504 bos_sauter_ecos505 |  | 100.95.208.0/20
|  | blr | bos_sauter_ecos504 bos_sauter_ecos505 |  | 100.95.208.0/20
|  | blr | bos_sauter_ecos504 bos_sauter_ecos505 |  | 100.95.208.0/20
|  | blr | bos_sauter_ecos504 bos_sauter_ecos505 |  | 100.95.208.0/20
|  | blr | bos_sauter_ecos504 bos_sauter_ecos505 |  | 100.95.208.0/20
|  | blr | bos_sauter_ecos504 bos_sauter_ecos505 |  | 100.95.208.0/20
|  | blr | bos_sauter_ecos504 bos_sauter_ecos505 |  | 100.95.208.0/20
|  | blr | bos_sauter_ecos504 bos_sauter_ecos505 |  | 100.95.208.0/20
|  | blr | bos_sauter_ecos504 bos_sauter_ecos505 |  | 100.95.208.0/20
|  | blr | bos_sauter_ecos504 bos_sauter_ecos505 |  | 100.95.208.0/20
|  | blr | bos_sauter_ecos504 bos_sauter_ecos505 |  | 100.95.208.0/20
|  | blr | bos_sauter_ecos504 bos_sauter_ecos505 |  | 100.95.208.0/20
|  | blr | bos_sauter_ecos504 bos_sauter_ecos505 |  | 100.95.208.0/20
|  | blr | bos_sauter_ecos504 bos_sauter_ecos505 |  | 100.95.208.0/20
|  | blr | bos_sauter_ecos504 bos_sauter_ecos505 |  | 100.95.208.0/20
|  | blr | bos_sauter_ecos504 bos_sauter_ecos505 |  | 100.95.208.0/20
|  | blr | bos_sauter_ecos504 bos_sauter_ecos505 |  | 100.95.208.0/20
|  | blr | bos_sauter_ecos504 bos_sauter_ecos505 |  | 100.95.208.0/20
|  | blr | bos_sauter_ecos504 bos_sauter_ecos505 |  | 100.95.208.0/20
|  | blr | bos_sauter_ecos504 bos_sauter_ecos505 |  | 100.95.208.0/20
|  | blr | bos_sauter_ecos504 bos_sauter_ecos505 |  | 100.95.208.0/20
|  | blr | bos_sauter_ecos504 bos_sauter_ecos505 |  | 100.95.208.0/20
|  | blr | bos_sauter_ecos504 bos_sauter_ecos505 |  | 100.95.208.0/20
|  | blr | bos_sauter_ecos504 bos_sauter_ecos505 |  | 100.95.208.0/20
|  | blr | bos_sauter_ecos504 bos_sauter_ecos505 |  | 100.95.208.0/20
|  | blr | bos_sauter_ecos504 bos_sauter_ecos505 |  | 100.95.208.0/20
|  | blr | bos_sauter_ecos504 bos_sauter_ecos505 |  | 100.95.208.0/20
|  | blr | bos_sauter_ecos504 bos_sauter_ecos505 |  | 100.95.208.0/20
|  | blr | bos_sauter_ecos504 bos_sauter_ecos505 |  | 100.95.208.0/20
|  | blr | bos_sauter_ecos504 bos_sauter_ecos505 |  | 100.95.208.0/20
|  | blr | bos_sauter_ecos504 bos_sauter_ecos505 |  | 100.95.208.0/20
|  | blr | bos_sauter_ecos504 bos_sauter_ecos505 |  | 100.95.208.0/20
|  | blr | bos_sauter_ecos504 bos_sauter_ecos505 |  | 100.95.208.0/20
|  | blr | bos_sauter_ecos504 bos_sauter_ecos505 |  | 100.95.208.0/20
|  | blr | bos_sauter_ecos504 bos_sauter_ecos505 |  | 100.95.208.0/20
|  | blr | bos_sauter_ecos504 bos_sauter_ecos505 |  | 100.95.208.0/20
|  | blr | bos_sauter_ecos504 bos_sauter_ecos505 |  | 100.95.208.0/20
|  | blr | bos_sauter_ecos504 bos_sauter_ecos505 |  | 100.95.208.0/20
|  | blr | bos_sauter_ecos504 bos_sauter_ecos505 |  | 100.95.208.0/20
|  | blr | bos_sauter_ecos504 bos_sauter_ecos505 |  | 100.95.208.0/20
|  | blr | bos_sauter_ecos504 bos_sauter_ecos505 |  | 100.95.208.0/20
|  | blr | bos_sauter_ecos504 bos_sauter_ecos505 |  | 100.95.208.0/20
|  | blr | bos_sauter_ecos504 bos_sauter_ecos505 |  | 100.95.208.0/20
|  | blr | bos_sauter_ecos504 bos_sauter_ecos505 |  | 100.95.208.0/20
|  | blr | bos_sauter_ecos504 bos_sauter_ecos505 |  | 100.95.208.0/20
|  | blr | bos_sauter_ecos504 bos_sauter_ecos505 |  | 100.95.208.0/20
|  | blr | bos_sauter_ecos504 bos_sauter_ecos505 |  | 100.95.208.0/20
|  | blr | bos_sauter_ecos504 bos_sauter_ecos505 |  | 100.95.208.0/20
|  | blr | bos_sauter_ecos504 bos_sauter_ecos505 |  | 100.95.208.0/20
|  | blr | bos_sauter_ecos504 bos_sauter_ecos505 |  | 100.95.208.0/20
|  | blr | bos_sauter_ecos504 bos_sauter_ecos505 |  | 100.95.208.0/20
|  | blr | bos_sauter_ecos504 bos_sauter_ecos505 |  | 100.95.208.0/20
|  | blr | bos_sauter_ecos504 bos_sauter_ecos505 |  | 100.95.208.0/20
|  | blr | bos_sauter_ecos504 bos_sauter_ecos505 |  | 100.95.208.0/20
|  | blr | bos_sauter_ecos504 bos_sauter_ecos505 |  | 100.95.208.0/20
|  | blr | bos_sauter_ecos504 bos_sauter_ecos505 |  | 100.95.208.0/20
|  | blr | bos_sauter_ecos504 bos_sauter_ecos505 |  | 100.95.208.0/20
|  | blr | bos_sauter_ecos504 bos_sauter_ecos505 |  | 100.95.208.0/20
|  | blr | bos_sauter_ecos504 bos_sauter_ecos505 |  | 100.95.208.0/20
|  | blr | bos_sauter_ecos504 bos_sauter_ecos505 |  | 100.95.208.0/20
|  | blr | bos_sauter_ecos504 bos_sauter_ecos505 |  | 100.95.208.0/20
|  | blr | bos_sauter_ecos504 bos_sauter_ecos505 |  | 100.95.208.0/20
|  | blr | bos_sauter_ecos504 bos_sauter_ecos505 |  | 100.95.208.0/20
|  | blr | bos_sauter_ecos504 bos_sauter_ecos505 |  | 100.95.208.0/20
|  | blr | bos_sauter_ecos504 bos_sauter_ecos505 |  | 100.95.208.0/20
|  | blr | bos_sauter_ecos504 bos_sauter_ecos505 |  | 100.95.208.0/20
|  | blr | bos_sauter_ecos504 bos_sauter_ecos505 |  | 100.95.208.0/20
|  | blr | bos_sauter_ecos504 bos_sauter_ecos505 |  | 100.95.208.0/20
|  | blr | bos_sauter_ecos504 bos_sauter_ecos505 |  | 100.95.208.0/20
|  | blr | bos_sauter_ecos504 bos_sauter_ecos505 |  | 100.95.208.0/20
|  | blr | bos_sauter_ecos504 bos_sauter_ecos505 |  | 100.95.208.0/20
|  | blr | bos_sauter_ecos504 bos_sauter_ecos505 |  | 100.95.208.0/20
|  | blr | bos_sauter_ecos504 bos_sauter_ecos505 |  | 100.95.208.0/20
|  | blr | bos_sauter_ecos504 bos_sauter_ecos505 |  | 100.95.208.0/20
|  | blr | bos_sauter_ecos504 bos_sauter_ecos505 |  | 100.95.208.0/20
|  | blr | bos_sauter_ecos504 bos_sauter_ecos505 |  | 100.95.208.0/20
|  | blr | bos_sauter_ecos504 bos_sauter_ecos505 |  | 100.95.208.0/20
|  | blr | bos_sauter_ecos504 bos_sauter_ecos505 |  | 100.95.208.0/20
|  | blr | bos_sauter_ecos504 bos_sauter_ecos505 |  | 100.95.208.0/20
|  | blr | bos_sauter_ecos504 bos_sauter_ecos505 |  | 100.95.208.0/20
|  | blr | bos_sauter_ecos504 bos_sauter_ecos505 |  | 100.95.208.0/20
|  | blr | bos_sauter_ecos504 bos_sauter_ecos505 |  | 100.95.208.0/20
|  | blr | bos_sauter_ecos504 bos_sauter_ecos505 |  | 100.95.208.0/20
|  | blr | bos_sauter_ecos504 bos_sauter_ecos505 |  | 100.95.208.0/20
|  | blr | bos_sauter_ecos504 bos_sauter_ecos505 |  | 100.95.208.0/20
|  | blr | bos_sauter_ecos504 bos_sauter_ecos505 |  | 100.95.208.0/20
|  | blr | bos_sauter_ecos504 bos_sauter_ecos505 |  | 100.95.208.0/20
|  | blr | bos_sauter_ecos504 bos_sauter_ecos505 |  | 100.95.208.0/20
|  | blr | bos_sauter_ecos504 bos_sauter_ecos505 |  | 100.95.208.0/20
|  | blr | bos_sauter_ecos504 bos_sauter_ecos505 |  | 100.95.208.0/20
|  | blr | bos_sauter_ecos504 bos_sauter_ecos505 |  | 100.95.208.0/20
|  | blr | bos_sauter_ecos504 bos_sauter_ecos505 |  | 100.95.208.0/20
|  | blr | bos_sauter_ecos504 bos_sauter_ecos505 |  | 100.95.208.0/20
|  | blr | bos_sauter_ecos504 bos_sauter_ecos505 |  | 100.95.208.0/20
|  | blr | bos_sauter_ecos504 bos_sauter_ecos505 |  | 100.95.208.0/20
|  | blr | bos_sauter_ecos504 bos_sauter_ecos505 |  | 100.95.208.0/20
|  | blr | bos_sauter_ecos504 bos_sauter_ecos505 |  | 100.95.208.0/20
|  | blr | bos_sauter_ecos504 bos_sauter_ecos505 |  | 100.95.208.0/20
|  | blr | bos_sauter_ecos504 bos_sauter_ecos505 |  | 100.95.208.0/20
|  | blr | bos_sauter_ecos504 bos_sauter_ecos505 |  | 100.95.208.0/20
|  | blr | bos_sauter_ecos504 bos_sauter_ecos505 |  | 100.95.208.0/20
|  | blr | bos_sauter_ecos504 bos_sauter_ecos505 |  | 100.95.208.0/20
|  | blr | bos_sauter_ecos504 bos_sauter_ecos505 |  | 100.95.208.0/20
|  | blr | bos_sauter_ecos504 bos_sauter_ecos505 |  | 100.95.208.0/20
|  | blr | bos_sauter_ecos504 bos_sauter_ecos505 |  | 100.95.208.0/20
|  | blr | bos_sauter_ecos504 bos_sauter_ecos505 |  | 100.95.208.0/20
|  | blr | bos_sauter_ecos504 bos_sauter_ecos505 |  | 100.95.208.0/20
|  | blr | bos_sauter_ecos504 bos_sauter_ecos505 |  | 100.95.208.0/20
|  | blr | bos_sauter_ecos504 bos_sauter_ecos505 |  | 100.95.208.0/20
|  | blr | bos_sauter_ecos504 bos_sauter_ecos505 |  | 100.95.208.0/20
|  | blr | bos_sauter_ecos504 bos_sauter_ecos505 |  | 100.95.208.0/20
|  | blr | bos_sauter_ecos504 bos_sauter_ecos505 |  | 100.95.208.0/20
|  | blr | bos_sauter_ecos504 bos_sauter_ecos505 |  | 100.95.208.0/20
|  | blr | bos_sauter_ecos504 bos_sauter_ecos505 |  | 100.95.208.0/20
|  | blr | bos_sauter_ecos504 bos_sauter_ecos505 |  | 100.95.208.0/20
|  | blr | bos_sauter_ecos504 bos_sauter_ecos505 |  | 100.95.208.0/20
|  | blr | bos_sauter_eygt |  | 100.95.208.0/20
|  | blr | bos_lutron_qp5xlpoe |  | 100.95.208.0/20
|  | blr | bos_lutron_qp5xlpoe |  | 100.95.208.0/20
|  | blr | bos_lutron_qp5xlpoe |  | 100.95.208.0/20
|  | blr | bos_lutron_qp5xlpoe |  | 100.95.208.0/20
|  | blr | bos_lutron_qp5xlpoe |  | 100.95.208.0/20
|  | blr | bos_lutron_qp5xlpoe |  | 100.95.208.0/20
|  | blr | bos_lutron_qp5xlpoe |  | 100.95.208.0/20
|  | blr | bos_lutron_qp5xlpoe |  | 100.95.208.0/20
|  | blr | bos_lutron_qp5xlpoe |  | 100.95.208.0/20
|  | blr | bos_lutron_qp5xlpoe |  | 100.95.208.0/20
|  | blr | bos_lutron_qp5xlpoe |  | 100.95.208.0/20
|  | blr | bos_lutron_qp5xlpoe |  | 100.95.208.0/20
|  | blr | bos_lutron_qp5xlpoe |  | 100.95.208.0/20
|  | blr | bos_lutron_qp5xlpoe |  | 100.95.208.0/20
|  | blr | bos_lutron_qp5xlpoe |  | 100.95.208.0/20
|  | blr | bos_lutron_qp5xlpoe |  | 100.95.208.0/20
|  | blr | bos_lutron_qp5xlpoe |  | 100.95.208.0/20
|  | blr | bos_lutron_qp5xlpoe |  | 100.95.208.0/20
|  | blr | bos_lutron_qp5xlpoe |  | 100.95.208.0/20
|  | blr | bos_lutron_qp5xlpoe |  | 100.95.208.0/20
|  | blr | bos_lutron_qp5xlpoe |  | 100.95.208.0/20
|  | blr | bos_lutron_qp5xlpoe |  | 100.95.208.0/20
|  | blr | bos_lutron_qp5xlpoe |  | 100.95.208.0/20
|  | blr | bos_lutron_qp5xlpoe |  | 100.95.208.0/20
|  | blr | bos_lutron_qp5xlpoe |  | 100.95.208.0/20
|  | blr | bos_lutron_qp5xlpoe |  | 100.95.208.0/20
|  | blr | bos_lutron_qp5xlpoe |  | 100.95.208.0/20
|  | blr | bos_alc_g5ce |  | 100.95.208.0/20
|  | blr | bos_alc_ofhi |  | 100.95.208.0/20
|  | blr | bos_alc_g5ce |  | 100.95.208.0/20
|  | blr | bos_alc_g5ce |  | 100.95.208.0/20
|  | blr | bos_alc_g5ce |  | 100.95.208.0/20
|  | blr | bos_alc_ofhi |  | 100.95.208.0/20
|  | blr | bos_alc_g5ce |  | 100.95.208.0/20
|  | blr | bos_alc_g5ce |  | 100.95.208.0/20
|  | blr | bos_alc_ofhi |  | 100.95.208.0/20
|  | blr | bos_alc_ofhi |  | 100.95.208.0/20
|  | blr | bos_alc_g5ce |  | 100.95.208.0/20
|  | blr | bos_alc_ofhi |  | 100.95.208.0/20
|  | blr | bos_alc_g5ce |  | 100.95.208.0/20
|  | blr | bos_alc_g5ce |  | 100.95.208.0/20
|  | blr | bos_alc_g5ce |  | 100.95.208.0/20
|  | blr | bos_alc_ofhi |  | 100.95.208.0/20
|  | blr | bos_alc_g5ce |  | 100.95.208.0/20
|  | blr | bos_alc_ofhi |  | 100.95.208.0/20
|  | blr | bos_lutron_qp5xlpoe |  | 100.95.208.0/20
|  | blr | bos_lutron_qp5xlpoe |  | 100.95.208.0/20
|  | blr | bos_lutron_qp5xlpoe |  | 100.95.208.0/20
|  | blr | bos_lutron_qp5xlpoe |  | 100.95.208.0/20
|  | blr | bos_lutron_qp5xlpoe |  | 100.95.208.0/20
|  | blr | bos_lutron_qp5xlpoe |  | 100.95.208.0/20
|  | blr | bos_lutron_qp5xlpoe |  | 100.95.208.0/20
|  | blr | bos_lutron_qp5xlpoe |  | 100.95.208.0/20
|  | blr | bos_lutron_qp5xlpoe |  | 100.95.208.0/20
|  | blr | bos_lutron_qp5xlpoe |  | 100.95.208.0/20
|  | blr | bos_lutron_qp5xlpoe |  | 100.95.208.0/20
|  | blr | bos_lutron_qp5xlpoe |  | 100.95.208.0/20
|  | blr | bos_lutron_qp5xlpoe |  | 100.95.208.0/20
|  | blr | bos_lutron_qp5xlpoe |  | 100.95.208.0/20
|  | blr | bos_lutron_qp5xlpoe |  | 100.95.208.0/20
|  | blr | bos_lutron_qp5xlpoe |  | 100.95.208.0/20
|  | blr | bos_lutron_qp5xlpoe |  | 100.95.208.0/20
|  | blr | bos_lutron_qp5xlpoe |  | 100.95.208.0/20
|  | blr | bos_lutron_qp5xlpoe |  | 100.95.208.0/20
|  | blr | bos_lutron_qp5xlpoe |  | 100.95.208.0/20
|  | blr | bos_lutron_qp5xlpoe |  | 100.95.208.0/20
|  | blr | bos_lutron_qp5xlpoe |  | 100.95.208.0/20
|  | blr | bos_lutron_qp5xlpoe |  | 100.95.208.0/20
|  | blr | bos_lutron_qp5xlpoe |  | 100.95.208.0/20
|  | blr | bos_lutron_qp5xlpoe |  | 100.95.208.0/20
|  | blr | bos_lutron_qp5xlpoe |  | 100.95.208.0/20
|  | blr | bos_lutron_qp5xlpoe |  | 100.95.208.0/20
|  | blr | bos_lutron_qp5xlpoe |  | 100.95.208.0/20
|  | blr | bos_alc_g5ce |  | 100.95.208.0/20
|  | blr | bos_alc_ofhi |  | 100.95.208.0/20
|  | blr | bos_alc_g5ce |  | 100.95.208.0/20
|  | blr | bos_alc_g5ce |  | 100.95.208.0/20
|  | blr | bos_alc_g5ce |  | 100.95.208.0/20
|  | blr | bos_alc_ofhi |  | 100.95.208.0/20
|  | blr | bos_alc_g5ce |  | 100.95.208.0/20
|  | blr | bos_alc_g5ce |  | 100.95.208.0/20
|  | blr | bos_alc_ofhi |  | 100.95.208.0/20
|  | blr | bos_alc_ofhi |  | 100.95.208.0/20
|  | blr | bos_alc_g5ce |  | 100.95.208.0/20
|  | blr | bos_alc_ofhi |  | 100.95.208.0/20
|  | blr | bos_alc_g5ce |  | 100.95.208.0/20
|  | blr | bos_alc_g5ce |  | 100.95.208.0/20
|  | blr | bos_alc_g5ce |  | 100.95.208.0/20
|  | blr | bos_alc_ofhi |  | 100.95.208.0/20
|  | blr | bos_alc_g5ce |  | 100.95.208.0/20
|  | blr | bos_alc_ofhi |  | 100.95.208.0/20
|  | blr | bos_alc_ofhi |  | 100.95.208.0/20
|  | blr | bos_alc_ofhi |  | 100.95.208.0/20
|  | blr | bos_alc_g5ce |  | 100.95.208.0/20
|  | blr | bos_alc_ofhi |  | 100.95.208.0/20
|  | blr | bos_alc_g5ce |  | 100.95.208.0/20
|  | blr | bos_alc_g5ce |  | 100.95.208.0/20
|  | blr | bos_alc_g5ce |  | 100.95.208.0/20
|  | blr | bos_alc_ofhi |  | 100.95.208.0/20
|  | blr | bos_alc_g5ce |  | 100.95.208.0/20
|  | blr | bos_alc_g5ce |  | 100.95.208.0/20
|  | blr | bos_alc_g5ce |  | 100.95.208.0/20
|  | blr | bos_alc_g5ce |  | 100.95.208.0/20
|  | blr | bos_alc_g5ce |  | 100.95.208.0/20
|  | blr | bos_alc_g5ce |  | 100.95.208.0/20
|  | blr | bos_alc_g5ce |  | 100.95.208.0/20
|  | blr | bos_alc_g5ce |  | 100.95.208.0/20
|  | blr | bos_alc_g5ce |  | 100.95.208.0/20
|  | blr | bos_alc_ofhi |  | 100.95.208.0/20
|  | blr | bos_alc_g5ce |  | 100.95.208.0/20
|  | blr | bos_alc_g5ce |  | 100.95.208.0/20
|  | blr | bos_alc_g5ce |  | 100.95.208.0/20
|  | blr | bos_alc_g5ce |  | 100.95.208.0/20
|  | blr | bos_alc_g5ce |  | 100.95.208.0/20
|  | blr | bos_alc_g5ce |  | 100.95.208.0/20
|  | blr | bos_alc_g5ce |  | 100.95.208.0/20
|  | blr | bos_alc_ofhi |  | 100.95.208.0/20
|  | blr | bos_alc_g5ce |  | 100.95.208.0/20
|  | blr | bos_alc_g5ce |  | 100.95.208.0/20
|  | blr | bos_alc_g5ce |  | 100.95.208.0/20
|  | blr | bos_alc_ofhi |  | 100.95.208.0/20
|  | blr | bos_alc_ofhi |  | 100.95.208.0/20
|  | blr | bos_alc_g5ce |  | 100.95.208.0/20
|  | blr | bos_alc_g5ce |  | 100.95.208.0/20
|  | blr | bos_alc_g5ce |  | 100.95.208.0/20
|  | blr | bos_alc_g5ce |  | 100.95.208.0/20
|  | blr | bos_alc_ofhi |  | 100.95.208.0/20
|  | blr | bos_alc_g5ce |  | 100.95.208.0/20
|  | blr | bos_alc_g5ce |  | 100.95.208.0/20
|  | blr | bos_alc_g5ce |  | 100.95.208.0/20
|  | blr | bos_alc_g5ce |  | 100.95.208.0/20
|  | blr | bos_alc_g5ce |  | 100.95.208.0/20
|  | blr | bos_alc_ofhi |  | 100.95.208.0/20
|  | blr | bos_alc_g5ce |  | 100.95.208.0/20
|  | blr | bos_alc_g5ce |  | 100.95.208.0/20
|  | blr | bos_alc_ofhi |  | 100.95.208.0/20
|  | blr | bos_alc_g5ce |  | 100.95.208.0/20
|  | blr | bos_alc_g5ce |  | 100.95.208.0/20
|  | blr | bos_alc_g5ce |  | 100.95.208.0/20
|  | blr | bos_alc_g5ce |  | 100.95.208.0/20
|  | blr | bos_alc_g5ce |  | 100.95.208.0/20
|  | blr | bos_alc_g5ce |  | 100.95.208.0/20
|  | blr | bos_alc_g5ce |  | 100.95.208.0/20
|  | blr | bos_alc_g5ce |  | 100.95.208.0/20
|  | blr | bos_alc_g5ce |  | 100.95.208.0/20
|  | blr | bos_alc_g5ce |  | 100.95.208.0/20
|  | blr | bos_alc_g5ce |  | 100.95.208.0/20
|  | blr | bos_alc_g5ce |  | 100.95.208.0/20
|  | blr | bos_alc_ofhi |  | 100.95.208.0/20
|  | blr | bos_alc_ofhi |  | 100.95.208.0/20
|  | blr | bos_alc_g5ce |  | 100.95.208.0/20
|  | blr | bos_alc_g5ce |  | 100.95.208.0/20
|  | blr | bos_alc_g5ce |  | 100.95.208.0/20
|  | blr | bos_alc_g5ce |  | 100.95.208.0/20
|  | blr | bos_alc_g5ce |  | 100.95.208.0/20
|  | blr | bos_alc_g5ce |  | 100.95.208.0/20
|  | blr | bos_alc_g5ce |  | 100.95.208.0/20
|  | blr | bos_alc_g5ce |  | 100.95.208.0/20
|  | blr | bos_alc_g5ce |  | 100.95.208.0/20
|  | blr | bos_alc_g5ce |  | 100.95.208.0/20
|  | blr | bos_alc_g5ce |  | 100.95.208.0/20
|  | blr | bos_alc_ofhi |  | 100.95.208.0/20
|  | blr | bos_alc_g5ce |  | 100.95.208.0/20
|  | blr | bos_alc_ofhi |  | 100.95.208.0/20
|  | blr | bos_alc_g5ce |  | 100.95.208.0/20
|  | blr | bos_alc_ofhi |  | 100.95.208.0/20
|  | blr | bos_alc_g5ce |  | 100.95.208.0/20
|  | blr | bos_alc_g5ce |  | 100.95.208.0/20
|  | blr | bos_alc_ofhi |  | 100.95.208.0/20
|  | blr | bos_alc_g5ce |  | 100.95.208.0/20
|  | blr | bos_alc_g5ce |  | 100.95.208.0/20
|  | blr | bos_alc_g5ce |  | 100.95.208.0/20
|  | blr | bos_alc_g5ce |  | 100.95.208.0/20
|  | blr | bos_alc_g5ce |  | 100.95.208.0/20
|  | blr | bos_alc_g5ce |  | 100.95.208.0/20
|  | blr | bos_alc_g5ce |  | 100.95.208.0/20
|  | blr | bos_alc_g5ce |  | 100.95.208.0/20
|  | blr | bos_alc_g5ce |  | 100.95.208.0/20
|  | blr | bos_alc_g5ce |  | 100.95.208.0/20
|  | blr | bos_alc_g5ce |  | 100.95.208.0/20
|  | blr | bos_alc_g5ce |  | 100.95.208.0/20
|  | blr | bos_alc_ofhi |  | 100.95.208.0/20
|  | blr | bos_alc_g5ce |  | 100.95.208.0/20
|  | blr | bos_alc_g5ce |  | 100.95.208.0/20
|  | blr | bos_alc_g5ce |  | 100.95.208.0/20
|  | blr | bos_alc_g5ce |  | 100.95.208.0/20
|  | blr | bos_alc_g5ce |  | 100.95.208.0/20
|  | blr | bos_alc_g5ce |  | 100.95.208.0/20
|  | blr | bos_alc_g5ce |  | 100.95.208.0/20
|  | blr | bos_alc_g5ce |  | 100.95.208.0/20
|  | blr | bos_alc_g5ce |  | 100.95.208.0/20
|  | blr | bos_alc_g5ce |  | 100.95.208.0/20
|  | blr | bos_alc_g5ce |  | 100.95.208.0/20
|  | blr | bos_alc_g5ce |  | 100.95.208.0/20
|  | blr | bos_alc_ofhi |  | 100.95.208.0/20
|  | blr | bos_alc_g5ce |  | 100.95.208.0/20
|  | blr | bos_alc_g5ce |  | 100.95.208.0/20
|  | blr | bos_alc_g5ce |  | 100.95.208.0/20
|  | blr | bos_alc_g5ce |  | 100.95.208.0/20
|  | blr | bos_alc_g5ce |  | 100.95.208.0/20
|  | blr | bos_alc_g5ce |  | 100.95.208.0/20
|  | blr | bos_alc_g5ce |  | 100.95.208.0/20
|  | blr | bos_alc_g5ce |  | 100.95.208.0/20
|  | blr | bos_alc_g5ce |  | 100.95.208.0/20
|  | blr | bos_alc_g5ce |  | 100.95.208.0/20
|  | blr | bos_alc_g5ce |  | 100.95.208.0/20
|  | blr | bos_alc_ofhi |  | 100.95.208.0/20
|  | blr | bos_alc_g5ce |  | 100.95.208.0/20
|  | blr | bos_alc_g5ce |  | 100.95.208.0/20
|  | blr | bos_alc_g5ce |  | 100.95.208.0/20
|  | blr | bos_alc_g5ce |  | 100.95.208.0/20
|  | blr | bos_alc_g5ce |  | 100.95.208.0/20
|  | blr | bos_alc_g5ce |  | 100.95.208.0/20
|  | blr | bos_alc_g5ce |  | 100.95.208.0/20
|  | blr | bos_alc_g5ce |  | 100.95.208.0/20
|  | blr | bos_alc_g5ce |  | 100.95.208.0/20
|  | blr | bos_alc_g5ce |  | 100.95.208.0/20
|  | blr | bos_alc_g5ce |  | 100.95.208.0/20
|  | blr | bos_alc_g5ce |  | 100.95.208.0/20
|  | blr | bos_alc_ofhi |  | 100.95.208.0/20
|  | blr | bos_alc_g5ce |  | 100.95.208.0/20
|  | blr | bos_alc_g5ce |  | 100.95.208.0/20
|  | blr | bos_alc_g5ce |  | 100.95.208.0/20
|  | blr | bos_alc_g5ce |  | 100.95.208.0/20
|  | blr | bos_alc_g5ce |  | 100.95.208.0/20
|  | blr | bos_alc_g5ce |  | 100.95.208.0/20
|  | blr | bos_alc_g5ce |  | 100.95.208.0/20
|  | blr | bos_alc_ofhi |  | 100.95.208.0/20
|  | blr | bos_alc_g5ce |  | 100.95.208.0/20
|  | blr | bos_alc_g5ce |  | 100.95.208.0/20
|  | blr | bos_alc_g5ce |  | 100.95.208.0/20
|  | blr | bos_alc_g5ce |  | 100.95.208.0/20
|  | blr | bos_alc_ofhi |  | 100.95.208.0/20
|  | blr | bos_alc_g5ce |  | 100.95.208.0/20
|  | blr | bos_alc_g5ce |  | 100.95.208.0/20
|  | blr | bos_alc_g5ce |  | 100.95.208.0/20
|  | blr | bos_alc_g5ce |  | 100.95.208.0/20
|  | blr | bos_alc_g5ce |  | 100.95.208.0/20
|  | blr | bos_alc_g5ce |  | 100.95.208.0/20
|  | blr | bos_alc_g5ce |  | 100.95.208.0/20
|  | blr | bos_alc_g5ce |  | 100.95.208.0/20
|  | blr | bos_alc_g5ce |  | 100.95.208.0/20
|  | blr | bos_alc_ofhi |  | 100.95.208.0/20
|  | blr | bos_alc_g5ce |  | 100.95.208.0/20
|  | blr | bos_alc_ofhi |  | 100.95.208.0/20
|  | blr | bos_alc_g5ce |  | 100.95.208.0/20
|  | blr | bos_alc_ofhi |  | 100.95.208.0/20
|  | blr | bos_alc_g5ce |  | 100.95.208.0/20
|  | blr | bos_alc_ofhi |  | 100.95.208.0/20
|  | blr | bos_alc_ofhi |  | 100.95.208.0/20
|  | blr | bos_alc_ofhi |  | 100.95.208.0/20
|  | blr | bos_alc_ofhi |  | 100.95.208.0/20
|  | blr | bos_tridium_jace8000 |  | 100.95.208.0/20
|  | blr | bos_tridium_jace8000 |  | 100.95.208.0/20
|  | blr | bos_trane_sc |  | 100.95.208.0/20
|  | blr | bos_trane_sc |  | 100.95.208.0/20

## 11-Temporary Devices
| General Device Info | [7 empty] | Network Information |  | IP Network Information |  |  |  |  | Installation | [6 empty] | Comments
To be filled by: | System Owner | [7 empty] | System Owner | SME - Info via CorpEng BASE after Device Enrolment (GUTS Ticket) | System Owner |  |  | SME - Info via CorpEng BASE after Device Enrolment (GUTS Ticket) |  | SME | [6 empty] | Comments
Notes | Specify the system the device is used for. (E.g. From Dropdown) | Description of device including identification/serial number (E.g. Comisioning Laptop) | Specify the manufacturer of the device. (E.g. Tridium, EasyIO, Schneider) | Specify the model of the device. (E.g. JACE8000, FS-32, ASP) | Specify the floor on which the device is installed. (E.g. 1, 2, 3) | Specify the location of the Device | Specify the control panel reference for the device if applicable. (E.g. CTRP-1) | Specify the serial number for the device if applicable. | Specify the Ethernet MAC Address of the device. (E.g. 1A:2B:3C:4D:5E:6F) | HostName bosvendor-[site][building]-[Devicemodel]-xx | Specify the Private IP Address used for commissioning the device on a private network. (E.g. 192.168.10.1) | Specify the Private Subnet Mask used for commissioning the device on a private network. (E.g. 255.255.255.0) | Specify the default gateway used for commissioning the device on a private network. (E.g. 192.168.0.1) | This information is obtained from NetOps via BASE team. DHCP assigned Corp IP Address should be entered here. Devices should not be assigned a static IP address (E.g. 172.28.68.1) | This information should be available from NetOps via BASE team and it should be documented here. Specify the Corp Subnet Mask assigned the device by the DHCP Server on the Corp Network. (E.g. 255.254.0.0) | Specify who supplied the device | Specify the date the device was installed on the site | Specify who installed the device | Specify the date the device was removed from site | Specify who removed the device | Specify the date the device was removed from Corp Hosting (if applicable) | LDAP of person verifying removal | Provide any comments if applicable. | Example: | bosvendor-[site][building]-[Devicemodel]-xx | dub | istar_ultra | 2D:F9:A7:DE:BE:AF | 172.28.8.0/24
No. | System | Description/Identification | Manufacturer | Model | Floor | Location | Panel Reference | Serial Number | Ethernet MAC Address | Assigned Hostname (FDQN) | Private IP Address | Private Subnet Mask | Private Gateway | Corp IP Address | Corp IP Subnet Mask (Netblock) | Supplied by | Date Temporarily Installed | Installed by | Date Removed | Removed by | Date De-Corphosed | Confirmed Removed | Comments | Columns: | requested hostname (see go/base-corphosting, required) | zone (required) | device type (required) | mac address (required) | Netblock (see go/netblocks, required)
1 | [24 empty] | #N/A | #N/A | bos_vendor_device | #N/A
2
3
4
5
6
7
8
9
10
11
12
13
14
15
16
17
18
19
20
21
22
23
24
25
26
27
28
29
30
31
32
33
34
35
36
37
38
39
40
41
42
43
44
45
46
47
48
49
50
51
52
53
54
55
56
57
58
59
60
61
62
63
64
65
66
67
68
69
70
71
72
73
74
75
76
77
78
79
80
81
82
83
84
85
86
87
88
89
90
91
92
93
94
95

## 12-VLook
Communication Type | Protocol | System | Manufacturer | Manufacturer from LBAM | Model from LBAM | Switch Type | Device Risk Level | Qualified/Approved | Asset Type Abbreviation | Floor Number | Network Speed | Network Switch Manufacturer | Corphosting device type lookup | Device Types w/ Firmware | Device Names
N/A | Arc-Net | Access Control System |  |  | 104TX | Firewall | P0 | No | AAV | Not Verified | 10Mb Half Duplex |  | bos_acuity_nlightsep | - | N/A
Standalone | BACnet Ethernet | Appliances | 2N |  | 710FX2 | Fully Managed Switch | P1 | BOS Qualified | ACP | P10 | 100Mb Half Duplex |  | bos_alc_gw1000 | ABB-ACS310DRIVE | Not Verified
BUS (Non-RS485) | BACnet IP | Architecture | 3COM |  | 712FX4 | Hub | P2 | VSA Approved | ACT | P9 | 100Mb Full Duplex |  | bos_alc_g5ce | ALC-G5CE | BATT-1
Serial | BACnet IP, BACnet MS/TP | AV System | 3M |  | 708TX | Modem | P3 | BOS and VSA | ACU | P8 | 10/100 Mb Half/Full Duplex |  | bos_alc_g5re | ALC-OFHI | BATT-2
Cellular | BACNet IP, KNX | Building Management System | AAEON | 2N | EASYGATE PRO | Non-POE Switch | P4 |  | ADY | P7 | 10/100/1000Mb | 2N | bos_alc_of028nr | AQUAGEN-EVCBSERIES | BATT-3
Wireless (Non-IP) | Wireless (Non-IP) | Car Parking System | ABB | 3COM | CFSU05 | POE Switch | P5 |  | AHU | P6 | 802.11 Up to 2Mb | 3COM | bos_alc_of141e2 | AQUAGEN-UWM220DN50DN500 | BATT-4
IP (Wired GEN BOS-IoT) | BACnet IP, LON, Modbus RTU | Digital Signage System | ACCLAIM | 3M | LLD SERIES | Smart Managed Switch |  |  | ANT | P5 | 802.11b Up to 11Mb | ADB ITALIA | bos_alc_of1628 | CUMMINS-COMMANDCONTROLLER | BATT-5
IP (Wired GEN Infra) | BACnet IP, MBUS | Domestic Water System | ACCUENERGY | AAEON | BOXER-6405 | Unmanaged Switch |  |  | AP | P4 | 802.11a Up to 54Mb | ADTRAN | bos_alc_of1628nr | DAIKIN-DTA116A51 | BATT-6
IP (Wired GEN RUNT) | BACnet IP, Modbus RTU | Electrical Distribution System | ACER | ABB | IPR/S 2.1 | Wired Router (GSM) |  |  | AS | P3 | 802.11g Up to 54Mb | ADVANTECH | bos_alc_of253ae2 | DAIKIN-FXZQ32BVM6 | CRAC-1
IP (Wired GEN TEST) | BACnet IP, Modbus TCP | Electrical Vehicle System | ACQUISUITE | ABB | IPS/S 2.1 | Wired Router (Non GSM) |  |  | ASHP | P2 | 802.11n Up to 600Mb | ADVANTECH | bos_alc_of253te2 | EATON-93PR | CRAC-2
IP (Wired GEN Guest) | BACnet IP, MQTT | Emergency Lighting System | ACUITY BRANDS | ABB | PS/S 2.1 | Wireless Router (GSM) |  |  | ATS | P1 | N/A | ALLIED TELESIS | bos_alc_of342e2 | EATON-R3G630RB3203 | DDC-1
IP (Wired Unmanaged) | BACnet IP, ArcNet | Emergency Power System | ACUITY CONTROLS | ABB | IPS/S3.1.1 | Wireless Router (Non GSM) |  |  | AV | P0 | Not Verified | ALLIED TELESIS | bos_alc_of561e2 | KAMSTRUP-MULTICAL603 | DDC-10
IP (Wireless GEN Guest) | BACnet IP/LON/MSTP | Energy Monitoring System | ADAPT IDEATIONS | ABB | CMS-700 |  |  |  | AVEQ | B5 |  | ALLIED TELESIS | bos_alc_of561te2 | NEPTRONIC-EVCBSERIES | DDC-11
IP (Wireless Unmanaged) | BACnet MS/TP | Environmental Sensing System | ADB ITALIA | ABB | CMS-700 |  |  |  | AVR | B4 |  | ALLIED TELESIS | bos_alc_of683e2 | NICOTRA-DDMP | DDC-12
Not Verified | BACnet, DALI | Facade Management System | ADFWEB | ABB | INTERFACE MODULE |  |  |  | AW | B3 |  | AOPRE | bos_alc_of683te2 | NIDEC-UNIDRIVEM200 | DDC-13
| CAN | Fire Detection & Alarm System | ADIDAS | ABB | ACH550 |  |  |  | AXCWP | B2 |  | AOPRE | bos_alc_of683xte2 | PVRCONTROLS-CRC202000 | DDC-14
| Cellular | Fire Suppression System | ADTRAN | ABB | ATS022 |  |  |  | BCN | B1 |  | APC | bos_alc_ofbbc | SAMSUNG-PHR3462001A | DDC-15
| DALI | Food System | ADVANTAGE CONTROLS | ABB | ACS5550 |  |  |  | BDV | SB |  | APRESIA | bos_alc_ofbbca | SAUTER-EYGT103F001 | DDC-16
| Dynet | Fuel System | ADVANTECH | ABB | ACS 300 |  |  |  | BFP | BM |  | APRESIA | bos_alc_ofbbcnr | SAUTER-EYRC504FXXX | DDC-17
| Dynet2 | Health and Fitness System | AERMEC | ABB | WATERMASTER FET121 |  |  |  | BFV | LG |  | ARRIS | bos_alc_ofhi | SCHNEIDER-EASYLOGICEM6436HRS | DDC-18
| Ethernet TCP/IP | High Voltage Electrical System | AES CORPORATION | ABB | ACH580 SERIES |  |  |  | BIOR | Entresol |  | ASANTE TECHNOLOGIES | bos_alc_ofhia | SCHNEIDER-EM6400NG | DDC-19
| Ethernet TCP/IP, BACnet IP | HVAC System | AESPL | ABB | DG/S2.64.1.1 |  |  |  | BLR | G |  | ASKEY | bos_alc_xtlb | SCHNEIDER-IEM3000 | DDC-2
| Ethernet TCP/IP, BACnet IP/MST | HVAC Control System | AGNEXT | ABB | 6127/02-84 |  |  |  | BLV | Dock |  | ASUS | bos_alerton_acm | SCHNEIDER-PM1130H | DDC-20
| Ethernet TCP/IP, BACnet MS/TP | Industrial Process System | AIRCON | ABB | SA/S8.16.5.2 |  |  |  | BSP | UG |  | AT&T | bos_alerton_vip363hoa | SCHNEIDER-PM2200 | DDC-201
| Ethernet TCP/IP, BACnet MS/TP, Modbus RTU | Information Technology System | AIRTEL | ABB | ACS310 DRIVE |  |  |  | BTKBS | M |  | AT&T | bos_alerton_vip363vav | SELECCONTROLS-FLEXYSRAIL | DDC-202
| Ethernet TCP/IP, Cell, Zigbee | IoT System | AIS-PRO | ABB | ACS560 |  |  |  | BV | Atrium |  | AT&T | bos_barron_exitronix | SOCOMEC- | DDC-203
| Ethernet TCP/IP, Cellular | Landscaping/Irrigation System | ALC | ABB | PM5630 |  |  |  | BYCD | R |  | AUTOMATIONDIRECT | bos_bitbox_bb200 | TRANE-TRACERSC | DDC-204
| Ethernet TCP/IP, Cylon RS485 | Leak Detection System | ALERTON | ABB | SA/S12.16.5.2 |  |  |  | BYV | Roof |  | AVM | bos_cleanrobotics_trashbot | TRIDIUM-JACE8000 | DDC-205
| Ethernet TCP/IP, DALI | Life Safety Protection System | ALLEN BRADLEY | ACCLAIM | ARTNET 8 |  |  |  | CAM | 1 |  | AVOCENT | bos_crd_hp_z2mini | VAISALA-CUSTOM | DDC-206
| Ethernet TCP/IP, IEEE 802.15.4 | Lighting Control System | ALLIED TELESIS | ACCUENERGY | ACUVIM II SERIES |  |  |  | CAST | 2 |  | AVOCENT | bos_crd_hp_z2minig9 |  | DDC-207
| Ethernet TCP/IP, KNX | Low Voltage Electrical System | ALLWINNER | ACER | A515-51-563W |  |  |  | CAV | 3 |  | B&B ELECTRONICS | bos_crd_lenovo_p620 |  | DDC-208
| Ethernet TCP/IP, KNX, DMX | Renewable Power System | ALPTECH | ACER | CXI3-4GKM |  |  |  | CB | 4 |  | BLACK BOX | bos_crd_lenovo_thinkstationp520c |  | DDC-209
| Ethernet TCP/IP, LON | Pool & Spa Packaged System | ALTO-SHAAM | ACER | VERITON X2640G |  |  |  | CC | 5 |  | BLACK BOX | bos_daintree_wac60 |  | DDC-21
| Ethernet TCP/IP, M-Net | Security/CCTV System | ALTUS | ACER | CHROMEBASE 24 CA24V-CT |  |  |  | CCCH | 6 |  | BUFFALO | bos_danfoss_fc102 |  | DDC-210
| Ethernet TCP/IP, MBUS | Sewage System | AMAZON | ACQUISUITE | A8810 |  |  |  | CDS | 7 |  | CHARGEPOINT | bos_dell_latitude5500 |  | DDC-211
| Ethernet TCP/IP, Modbus | Space Utilisation System | AMERICAN PANEL | ACQUISUITE | A8812 |  |  |  | CDU | 8 |  | CISCO | bos_dell_latitude5580 |  | DDC-212
| Ethernet TCP/IP, Modbus RTU | Transportation System | ANATEL | ACUITY BRANDS | FRESCO |  |  |  | CDWP | 9 |  | CISCO | bos_dell_latitudee5570 |  | DDC-213
| Ethernet TCP/IP, Prop Fieldbus | Waste Management System | ANDEL | ACUITY BRANDS | NGWY2 |  |  |  | CGDXO | 10 |  | CISCO | bos_dell_optiplex3020m |  | DDC-214
| Ethernet TCP/IP, SNMP | Other System | ANDOVER | ACUITY BRANDS | NGWY2 GFX |  |  |  | CGW | 11 |  | CISCO | bos_dell_optiplex3070 |  | DDC-215
| Ethernet TCP/IP, UDP/IP |  | ANDROID | ACUITY BRANDS | RPOD MICRO |  |  |  | CH | 12 |  | CISCO | bos_dell_optiplex3080 |  | DDC-216
| Ethernet TCP/IP, Zigbee |  | ANORD MARDIX | ACUITY CONTROLS | NLIGHT AIR ADAPTER |  |  |  | CHB | 13 |  | CISCO | bos_dell_optiplex5050 |  | DDC-217
| Ethernet UDP/IP |  | ANSUL | ADAPT IDEATIONS | KELVIN M300 |  |  |  | CHDU | 14 |  | CISCO | bos_dell_optiplex7070 |  | DDC-218
| IEEE 802.15.4 |  | AO SMITH | ADB ITALIA | VT 5920 |  |  |  | CHWP | 15 |  | CISCO | bos_dell_optiplex7080 |  | DDC-219
| KNX |  | AOPEN | ADFWEB | HD67029-B2-485-40 |  |  |  | CHWV | 16 |  | CISCO | bos_dell_poweredge_t340 |  | DDC-22
| LON |  | AOPRE | ADFWEB | HD67056-B2-40 |  |  |  | CKV | 17 |  | CISCO | bos_dell_poweredger640 |  | DDC-220
| M-Net |  | APC | ADFWEB | HD67056-B2-80 |  |  |  | CMP | 18 |  | CISCO | bos_dell_precision3240 |  | DDC-221
| Modbus RTU |  | APPLE | ADFWEB | HD67044 |  |  |  | CMS | 19 |  | CISCO | bos_dell_precision3630 |  | DDC-222
| Modbus TCP |  | APPLIED TECHNO | ADFWEB | HD67056-B2-160 |  |  |  | CNDO | 20 |  | CISCO | bos_dell_precision7520 |  | DDC-223
| Modbus TCP, MBUS |  | APRESIA | ADIDAS | T-19X |  |  |  | CNP | 21 |  | CISCO | bos_dell_vostro3670 |  | DDC-224
| Modbus TCP, Modbus RTU, LON |  | AQUA FLO-PAK | ADTRAN | NETVANTA 838T |  |  |  | CNR | 22 |  | CISCO | bos_delmatic_ipbw6 |  | DDC-225
| Modbus TCP, Modbus RTU, M-Bus |  | AQUA LIBRA | ADVANTAGE CONTROLS | MEGATRON |  |  |  | CNTRL | 23 |  | CISCO | bos_delta_coppercube |  | DDC-226
| Modbus, BACnet, Ethernet TCP/IP |  | AQUAGEN | ADVANTECH | EKI-2525 |  |  |  | COIL | 24 |  | CISCO | bos_delta_ebcon2 |  | DDC-227
| N/A |  | AQUARIO | ADVANTECH | UNO-2178A-33E |  |  |  | COS | 25 |  | CISCO | bos_delta_o3dincpu |  | DDC-228
| nLight Bus |  | ARCADE1UP | ADVANTECH | UNO-3072LA |  |  |  | CP | 26 |  | CISCO | bos_delta_o3dinsrc |  | DDC-229
| Not Verified |  | ARMARAC | ADVANTECH | ARK-1123 |  |  |  | CRAC | 27 |  | CISCO | bos_densityio_entry |  | DDC-23
| SNMP |  | ARRIS | ADVANTECH | EPC-U2117 |  |  |  | CRAH | 28 |  | CISCO | bos_densityio_openarea |  | DDC-230
| ZigBee |  | ARUBA | ADVANTECH | EPC-U2117 |  |  |  | CS | 29 |  | CISCO | bos_dialog_smartserveriot |  | DDC-231
|  |  | ASANTE | ADVANTECH | PPC-3151SW-P65AU |  |  |  | CSG | 30 |  | CISCO | bos_distech_ecbos8 |  | DDC-232
|  |  | ASANTE TECHNOLOGIES | ADVANTECH | ADAM-6520L |  |  |  | CT | 31 |  | CISCO | bos_distech_ecy303sep |  | DDC-233
|  |  | ASCO | AERMEC | NYK SERIES HEAT PUMP |  |  |  | CTF | 32 |  | CISCO | bos_distech_ecyptu |  | DDC-234
|  |  | ASI | AES CORPORATION | NETWORK- AES 7788F |  |  |  | CTFS | 33 |  | CISCO | bos_distech_ecys1000esep |  | DDC-235
|  |  | ASKEY | AESPL | RO-1000LPH |  |  |  | CTRP | 34 |  | CISCO | bos_distech_ecytu203sep |  | DDC-236
|  |  | ASPEN | AGNEXT | SENSENEXT |  |  |  | CTSEPP | 35 |  | CISCO | bos_distech_ecyvavsep |  | DDC-237
|  |  | ASTER TECHNOLOGIES | AIRCON | AC-2TT-V1 |  |  |  | CTSFLT | 36 |  | CISCO | bos_draper_cnc |  | DDC-238
|  |  | ASTORIA | AIRTEL | E5573S-606 |  |  |  | CTSSEP | 37 |  | CISCO | bos_easyio_fs20 |  | DDC-239
|  |  | ASUS | AIRTEL | AMF-311WW |  |  |  | CTSU | 38 |  | CISCO | bos_easyio_fs32 |  | DDC-24
|  |  | AT&T | AIS-PRO | IPW10ID3S-H2-POE-PCT |  |  |  | CV | 39 |  | CISCO | bos_easyio_fw08 |  | DDC-240
|  |  | AT&T BRANDED | ALC | G5CE |  |  |  | DAC | 40 |  | CISCO | bos_easyio_fw08v |  | DDC-241
|  |  | AUGURY | ALC | G5RE |  |  |  | DATA | 41 |  | CONTEMPORARY CONTROLS | bos_easyio_fw08v3 |  | DDC-242
|  |  | AUMADA | ALC | LGR1000 |  |  |  | DB | 42 |  | CONTEMPORARY CONTROLS | bos_easyio_fw08vv3 |  | DDC-243
|  |  | AUTOMATED LOGIC | ALC | LGR25 |  |  |  | DDC | 43 |  | CONTEMPORARY CONTROLS | bos_easyio_fw14 |  | DDC-244
|  |  | AUTOMATIONDIRECT | ALC | LGR250 |  |  |  | DDR | 44 |  | CONTEMPORARY CONTROLS | bos_easyio_fw14v3 |  | DDC-245
|  |  | AVM | ALC | LGR1000 |  |  |  | DEA | 45 |  | CONTEMPORARY CONTROLS | bos_easyio_fw28 |  | DDC-246
|  |  | AVOCENT | ALC | LGR25 |  |  |  | DET | 46 |  | CONTEMPORARY CONTROLS | bos_easyio_shsystemview10 |  | DDC-247
|  |  | AWAIR | ALC | LGR250 |  |  |  | DEWH | 47 |  | CONTEMPORARY CONTROLS | bos_enlighted_gateway |  | DDC-248
|  |  | AXCESS | ALC | M880NX |  |  |  | DF | 48 |  | CONTEMPORARY CONTROLS | bos_eversys_ioventpay |  | DDC-249
|  |  | AXIOMTEK | ALC | ME812ULGR |  |  |  | DGA | 49 |  | CONTEMPORARY CONTROLS | bos_hea_hp_z2mini |  | DDC-25
|  |  | AZBIL | ALC |  |  |  |  | DGWH | 50 |  | CONTEMPORARY CONTROLS | bos_hea_hp_z2minig9 |  | DDC-250
|  |  | B METERS | ALC | SE6104A |  |  |  | DH | 51 |  | CONTEMPORARY CONTROLS | bos_hea_lenovo_p620 |  | DDC-251
|  |  | B&B ELECTRONICS | ALC | OFBBC |  |  |  | DHUM | 52 |  | CRADLEPOINT | bos_hea_lenovo_thinkstationp520c |  | DDC-252
|  |  | BACHARACH | ALC | OF-1628-NR |  |  |  | DHWP | 53 |  | CRADLEPOINT | bos_hmi_hp_z2mini |  | DDC-253
|  |  | BADGER METER | ALC | OF-1628-NR |  |  |  | DISP | 54 |  | CRESTRON | bos_hmi_hp_z2minig9 |  | DDC-254
|  |  | BARCOL-AIR | ALC | OFHI |  |  |  | DMP | 55 |  | CROSSFIRE | bos_hmi_lenovo_p620 |  | DDC-255
|  |  | BARIX | ALC | OF683T-E2 |  |  |  | DOAS | 56 |  | D-LINK | bos_hmi_lenovo_thinkstationp520c |  | DDC-256
|  |  | BASE-LINE | ALC | OF683-E2 |  |  |  | DP | 57 |  | D-LINK | bos_honeywell_cp8000 |  | DDC-257
|  |  | BAYLAN | ALC | OF561T-E2 |  |  |  | DPOT | 58 |  | D-LINK | bos_honeywell_cpedge10 |  | DDC-258
|  |  | BB GPS RECIEVER | ALC | OF683XT-E2 |  |  |  | DPSW | 59 |  | D-LINK | bos_hp_24_dp0007ng |  | DDC-259
|  |  | BEAGLE BOARD | ALC | OF253T-E2 |  |  |  | DPU | 60 |  | D-LINK | bos_hp_elitedesk |  | DDC-26
|  |  | BEAMPRO | ALC | OF253A-E2 |  |  |  | DR | 61 |  | D-LINK | bos_hp_pavilionaio27 |  | DDC-260
|  |  | BECKHOFF | ALC | OF561-E2 |  |  |  | DS | 62 |  | D-LINK | bos_hp_probook440 |  | DDC-261
|  |  | BEGHELLI | ALC | OF141-E2 |  |  |  | DSCTF | 63 |  | D-LINK | bos_hp_prodesk400g7mt |  | DDC-262
|  |  | BELIMO | ALC | OFBBC-NR |  |  |  | DSCTS | 64 |  | D-LINK | bos_hp_prodesk600g5 |  | DDC-263
|  |  | BEVI | ALC | OF342-E2 |  |  |  | DW | 65 |  | D-LINK | bos_hp_z2minig9 |  | DDC-264
|  |  | BISINEER | ALC | OFBBC |  |  |  | DWB | 66 |  | D-LINK | bos_hp_z2towerg4 |  | DDC-265
|  |  | BITBOX USA | ALC | OFHI |  |  |  | DWBP | 67 |  | D-LINK | bos_inotec_cpsfusion |  | DDC-266
|  |  | BLACK BOX | ALC | OF028-NR |  |  |  | DWST | 68 |  | D-LINK | bos_inotec_neafusion |  | DDC-267
|  |  | BLUE STAR | ALC | OF1628 |  |  |  | DWTP | 69 |  | D-LINK | bos_jci_m4snc |  | DDC-268
|  |  | BLUEROVER | ALC | OF1628-NR |  |  |  | DWTT | 70 |  | D-LINK | bos_jci_m4sne |  | DDC-269
|  |  | BOSCH | ALC | MEX88U |  |  |  | DX | 71 |  | D-LINK | bos_jci_msnae |  | DDC-27
|  |  | BOXC | ALC | AAR |  |  |  | DXO | 72 |  | D-LINK | bos_kaiterra_senseedgemini |  | DDC-270
|  |  | BRIGHT SIGN | ALC | ME-LGR200 |  |  |  | EAPPL | 73 |  | D-LINK | bos_lenovo_p620 |  | DDC-271
|  |  | BROTHER | ALC | ME-LGR25 |  |  |  | EEW | 74 |  | D-LINK | bos_lenovo_thinkpade480 |  | DDC-272
|  |  | BTICINO | ALC | OFBBC-A |  |  |  | EF | 75 |  | D-LINK | bos_lenovo_thinkstationp520c |  | DDC-273
|  |  | BUFFALO | ALC | ZN341A |  |  |  | EHT | 76 |  | D-LINK | bos_lenovo_v50a |  | DDC-274
|  |  | BUNN | ALC | OPTIFLEX INTEGRATOR |  |  |  | EKC | 77 |  | D-LINK | bos_loytec_ldali |  | DDC-275
|  |  | C SYSTEMS | ALC | ZN551 ZONECONTROLLER |  |  |  | ELC | 78 |  | D-LINK | bos_loytec_lgate |  | DDC-276
|  |  | CAFECTION | ALC | SE CONTROLLER |  |  |  | ELDM | 79 |  | D-LINK | bos_loytec_lgate952 |  | DDC-277
|  |  | CALAMP | ALC | BACNET AAC SE563A |  |  |  | ELI | 80 |  | D-LINK | bos_loytec_linx153 |  | DDC-278
|  |  | CAMBRIDGE | ALERTON | ACM |  |  |  | ELSW | 81 |  | D-LINK | bos_loytec_liob55x |  | DDC-279
|  |  | CAPTIVEAIRE | ALERTON | BCM-ETH |  |  |  | ELTM | 82 |  | D-LINK | bos_loytec_liob58x |  | DDC-28
|  |  | CAREL | ALERTON |  |  |  |  | ELV | 83 |  | D-LINK | bos_loytec_liob59x |  | DDC-280
|  |  | CARRIER | ALERTON | VLX |  |  |  | EM | 84 |  | DAHUA | bos_loytec_lip |  | DDC-281
|  |  | CAT | ALERTON | VLX PLATINUM |  |  |  | EMV | 85 |  | DAHUA | bos_loytec_lip333ectc |  | DDC-282
|  |  | CHAI POINT | ALERTON | VIP-363-HOA |  |  |  | EMWC | 86 |  | DELL | bos_loytec_lip33ectc |  | DDC-283
|  |  | CHARGEPOINT | ALERTON | VIP-363-VAV |  |  |  | ENV | 87 |  | DELL | bos_loytec_lpad7 |  | DDC-284
|  |  | CHOWBOTICS | ALERTON | BACTALK FC VLC-1600 |  |  |  | EPOS | 88 |  | DELL | bos_loytec_lroc40x |  | DDC-285
|  |  | CHR-NUMERIQUE | ALERTON | BACTALK VLC-853 |  |  |  | ESC | 89 |  | DIGI | bos_lutron_hjsx |  | DDC-286
|  |  | CHROMALOX | ALERTON | BACTALK VLC-1188 |  |  |  | EST | 90 |  | DIGI | bos_lutron_hksx |  | DDC-287
|  |  | CHROME | ALLEN BRADLEY | 1769-L32E |  |  |  | ET | 91 |  | DIGI | bos_lutron_qp2 |  | DDC-288
|  |  | CHUWI | ALLEN BRADLEY | 1734-AENT SERIES B |  |  |  | ETS | 92 |  | DIGISOL | bos_lutron_qp3 |  | DDC-289
|  |  | CIAT | ALLEN BRADLEY | POWERFLEX 525 |  |  |  | EUH | 93 |  | DLINK | bos_lutron_qp5xlpoe |  | DDC-29
|  |  | CISCO | ALLIED TELESIS | AT-FS708 |  |  |  | EVCE | 94 |  | DLINK | bos_lutron_qrf |  | DDC-290
|  |  | CITEC | ALLIED TELESIS | AT-GS970M/18PS |  |  |  | EVDP | 95 |  | DLINK | bos_mechoshade_st50 |  | DDC-291
|  |  | CLEAN ROBOTICS | ALLIED TELESIS | AT-GS970M/18PS |  |  |  | EVP | 96 |  | DLINK | bos_melink_intellihoodsc |  | DDC-292
|  |  | CLEAN ROOMS INTL | ALLIED TELESIS | AT-GS950/8 |  |  |  | EWT | 97 |  | DLINK | bos_melitta_xt6 |  | DDC-293
|  |  | CLIMACOOL | ALLWINNER | FINGER PRINT READER |  |  |  | EXD | 98 |  | DLINK | bos_mercator_matx |  | DDC-294
|  |  | CLIMAVENETA | ALPTECH | P-S1903P |  |  |  | EXIT | 99 |  | DLINK | bos_mgt_hp_z2mini |  | DDC-295
|  |  | CLMBR | ALPTECH | PRCH-715 |  |  |  | FACP | 100 |  | DRAYTEK | bos_mgt_hp_z2minig9 |  | DDC-296
|  |  | COFFEE DAY | ALTO-SHAAM |  |  |  |  | FAN |  |  | EATON | bos_mgt_lenovo_p620 |  | DDC-297
|  |  | COLMAC | ALTO-SHAAM | CTP10-10E |  |  |  | FCU |  |  | EIRCOM | bos_mgt_lenovo_thinkstationp520c |  | DDC-298
|  |  | COMBILENT | ALTO-SHAAM | CTP6-10E |  |  |  | FCV |  |  | ELECOM | bos_minix_neoj50c4mini |  | DDC-299
|  |  | COMFILE | ALTO-SHAAM | CTP6-10G |  |  |  | FD |  |  | ENCORE | bos_miwa_bmsmodule |  | DDC-3
|  |  | COMPOLOGY | ALTO-SHAAM | CTP6-1DG |  |  |  | FDR |  |  | EWON | bos_nestle_refill |  | DDC-30
|  |  | COMPULAB | ALTO-SHAAM | CTP7-20E |  |  |  | FHEX |  |  | FRITZ!BOX | bos_nexus_primeg10mt |  | DDC-300
|  |  | COMPUTERLINK | ALTO-SHAAM | CTP7-20E |  |  |  | FHP |  |  | GLOBALSCALE | bos_nq_acuitybrands_frescotouchscreen |  | DDC-301
|  |  | CONCEPT | ALTO-SHAAM | CTP7-20G |  |  |  | FHT |  |  | GOOGLE | bos_nq_alc_me812ulgr |  | DDC-302
|  |  | CONCEPT 2 | ALTO-SHAAM | CTP20-20G |  |  |  | FLRB |  |  | GOOGLE FIBER | bos_nq_alc_mex88u |  | DDC-303
|  |  | CONCEPT2 | ALTO-SHAAM | QC3-100 |  |  |  | FLRDX |  |  | HELIX RT | bos_nq_carel_pc01 |  | DDC-304
|  |  | CONIUGO GMBH | ALTO-SHAAM | CTP10-20G |  |  |  | FLRQD |  |  | HIRSCHMANN | bos_nq_crestron_dinap3 |  | DDC-305
|  |  | CONNECTEDIO | ALTO-SHAAM | CTP20-20E |  |  |  | FLT |  |  | HIRSCHMANN | bos_nq_deltacontrols_coppercube |  | DDC-306
|  |  | CONSERVEIT | ALTUS | XP300 |  |  |  | FM |  |  | HIRSCHMANN | bos_nq_density_openarealongrange |  | DDC-307
|  |  | CONTEMPORARY CONTROLS | AMAZON | FIRE 7(7TH GEN) |  |  |  | FODT |  |  | HIRSCHMANN | bos_nq_distech_ecyptu207 |  | DDC-308
|  |  | CONTROL ID | AMAZON | FIRE HD 8 (7TH GEN) |  |  |  | FOODEQ |  |  | HIRSCHMANN | bos_nq_dynalite_pdeg |  | DDC-309
|  |  | CONTROL SOL INC | AMAZON | FIRE HD 8 (8TH GEN) |  |  |  | FOP |  |  | HIRSCHMANN | bos_nq_hp_poweredger240 |  | DDC-31
|  |  | CONVOTHERM | AMERICAN PANEL | HURRICHILL-AP24BCF300 |  |  |  | FOST |  |  | HIRSCHMANN | bos_nq_hp_prodesk400g7 |  | DDC-310
|  |  | COOL AUTOMATION | AMERICAN PANEL | AP12BCF110-3 |  |  |  | FPSW |  |  | HIRSCHMANN | bos_nq_hp_proliantdl390 |  | DDC-311
|  |  | COOL COMPACT | AMERICAN PANEL | AP20BCF200-3 |  |  |  | FR |  |  | HIRSCHMANN | bos_nq_hp_z2minig4 |  | DDC-312
|  |  | COOPER | AMERICAN PANEL | IC+ |  |  |  | FRY |  |  | HIRSCHMANN | bos_nq_insignia_ns_pucge8 |  | DDC-313
|  |  | COOPER ATKINS | ANATEL | TCP 485 WIFI LOG/02 |  |  |  | FRZ |  |  | HP | bos_nq_intesis_isibv6 |  | DDC-314
|  |  | CORE HEALTH & FITNESS, LLC | ANDEL | FLOODLINE 24X SERIES |  |  |  | FV |  |  | HP | bos_nq_johnsoncontrols_msnae35102 |  | DDC-315
|  |  | COREHANDF | ANDOVER | NETCONTROLLER 9940 |  |  |  | FW |  |  | HP | bos_nq_johnsoncontrols_msnce25600 |  | DDC-316
|  |  | CORRIGO | ANDROID | SM-T510 |  |  |  | GASDET |  |  | HPE | bos_nq_lanner_lec2580 |  | DDC-317
|  |  | COTRUST | ANORD MARDIX | CM01 |  |  |  | GEN |  |  | HPE | bos_nq_leanpath360benchscale |  | DDC-318
|  |  | CRADLEPOINT | ANSUL | R-102 |  |  |  | GI |  |  | HPE | bos_nq_leanpath_leanpath360series2 |  | DDC-319
|  |  | CRESTRON | AO SMITH | BTH300 |  |  |  | GLYPR |  |  | HPE | bos_nq_leanpath_leanpath360series3 |  | DDC-32
|  |  | CROSSFIRE | AO SMITH | BTH-400 300 |  |  |  | GM |  |  | HUAWEI | bos_nq_leanpath_zapstationseries2 |  | DDC-320
|  |  | CUMMINS | AOPEN | ME4100 |  |  |  | GMV |  |  | HUAWEI | bos_nq_lg_pacp5a00 |  | DDC-321
|  |  | CUSTOM | AOPRE | D805F |  |  |  | GSF |  |  | HUAWEI | bos_nq_loytec_lvis3me12a1 |  | DDC-322
|  |  | CUSTOM BUILT PC | AOPRE | D805F |  |  |  | GSHP |  |  | HUAWEI | bos_nq_loytec_lvis3me7g1 |  | DDC-323
|  |  | CYBEX | APC | BR1500G |  |  |  | GTF |  |  | HUAWEI | bos_nq_lutron_cz00544 |  | DDC-324
|  |  | CYLON | APC | SYMMETRA PX160KW |  |  |  | GUH |  |  | HUAWEI | bos_nq_lutron_qp31pl100240 |  | DDC-325
|  |  | D-LINK | APC | SYMMETRA PX160KW |  |  |  | GV |  |  | ICP DAS | bos_nq_lutron_qs1pcpn8017 |  | DDC-326
|  |  | DAHUA | APC | SMART-UPS RT 20000 |  |  |  | GYMEQ |  |  | ICP DAS | bos_nq_lutron_qsne2dald |  | DDC-327
|  |  | DAIKIN | APC | AP9215RM |  |  |  | HC |  |  | ICP DAS | bos_nq_mitsubishi_pac_yg50eca |  | DDC-328
|  |  | DAINTREE | APC | AP9631 |  |  |  | HLI |  |  | IIJ | bos_nqm_nti_enviromux16d |  | DDC-329
|  |  | DANFOSS | APC | AP9631 |  |  |  | HM |  |  | INTELBRAS | bos_nq_obvius_a8810 |  | DDC-33
|  |  | DATA AIRE | APC | AP9631 |  |  |  | HMV |  |  | IOGEAR | bos_nq_precor_efx885 |  | DDC-330
|  |  | DE JONG DUKE | APC | APC SRT5KXLI |  |  |  | HMI |  |  | IOGEAR | bos_nq_precor_p80console |  | DDC-331
|  |  | DEI | APC | BACK UPS PRO 900 |  |  |  | HMS |  |  | KORENIX | bos_nq_precor_p82console |  | DDC-332
|  |  | DELAB | APC | GALAXY 3500 |  |  |  | HP |  |  | KYLAND | bos_nq_precor_trm781 |  | DDC-333
|  |  | DELL | APC | GALAXY 3500 |  |  |  | HRU |  |  | LB-LINK | bos_nq_precor_ubk885 |  | DDC-334
|  |  | DELMATIC | APC | GALAXY 3500 |  |  |  | HS |  |  | LH.GD | bos_nq_realtek_cte1 |  | DDC-335
|  |  | DELTA | APC | GALAXY 3500 |  |  |  | HTB |  |  | LINKSYS | bos_nq_samsung_dmsbnet |  | DDC-336
|  |  | DELTA CONTROLS | APC | GALAXY 3500 |  |  |  | HTCH |  |  | LINKSYS | bos_nq_schneider_ipiouio10smk |  | DDC-337
|  |  | DELTA ELEC | APC | MGE GALAXY 3500 |  |  |  | HTCHP |  |  | LINKSYS | bos_nq_schneider_smartlinksib |  | DDC-338
|  |  | DENCO | APC | GALAXY MGE 7000 |  |  |  | HTCWP |  |  | LINKSYS | bos_nq_sma_ennexosdatamanagermedmmus10 |  | DDC-339
|  |  | DENON | APC | MGE GALAXY PW |  |  |  | HTR |  |  | LINKSYS | bos_nq_sma_stp24000tlus10 |  | DDC-34
|  |  | DENSITY | APC | MGE GALAXY PW |  |  |  | HUM |  |  | LINKSYS | bos_nq_technogym_excitevario |  | DDC-340
|  |  | DENT | APC | MGE GALAXY PW |  |  |  | HVACCP |  |  | LUTRON | bos_nq_technogym_runnow700 |  | DDC-341
|  |  | DEOS | APC | MGE GALAXY PW |  |  |  | HVCPB |  |  | LUXUL | bos_nq_thinksystem_sr250 |  | DDC-342
|  |  | DETEC SYSTEMS | APC | MGE GALAXY PW |  |  |  | HVDP |  |  | MERCURY | bos_nq_trend_iq4e |  | DDC-343
|  |  | DIALOG | APC | MGE GALAXY PW |  |  |  | HVRF |  |  | MICROTIK | bos_nq_usbc_4in1_black |  | DDC-344
|  |  | DIEHL | APC | MGE GALAXY PW' |  |  |  | HVSB |  |  | MIST | bos_nqm_adfweb_adfwebhd67044 |  | DDC-345
|  |  | DIGI | APC | MGE GALAXY 3500 |  |  |  | HWC |  |  | MOFI | bos_nqm_daikin_dcm601a51 |  | DDC-346
|  |  | DIGI-CONNECT | APC | MGE GALAXY 3500 |  |  |  | HWP |  |  | MOTOROLA | bos_nq_encelium_enecug4p3d |  | DDC-347
|  |  | DIGISOL | APC | MGE GALAXY 3500 |  |  |  | HWV |  |  | MOTOROLA | bos_nqm_essystem_vertex |  | DDC-348
|  |  | DINGTALK | APC | MGE GALAXY 5000 |  |  |  | HX |  |  | MOTOROLA | bos_nqm_helvar_digidim910router |  | DDC-349
|  |  | DISH NETWORKS | APC | SYMMETRA LX |  |  |  | HXP |  |  | MOTOROLA | bos_nqm_mitsubishi_ae200 |  | DDC-35
|  |  | DISTECH | APC |  |  |  |  | HYAC |  |  | MOXA | bos_nqm_mitsubishi_ag150 |  | DDC-350
|  |  | DISTECHC | APC |  |  |  |  | ICD |  |  | MOXA | bos_nqm_siemens_simatics71200 |  | DDC-351
|  |  | DIVERSEY | APC |  |  |  |  | IDF |  |  | MOXA | bos_nqm_sunfull_bac2004 |  | DDC-352
|  |  | DIXELL | APC | SYMMETRA PX160KW |  |  |  | IISD |  |  | MOXA | bos_prolojik_gn100 |  | DDC-353
|  |  | DLINK | APC | SMART-UPS RT 20000 |  |  |  | IM |  |  | MOXA | bos_qualification_device |  | DDC-354
|  |  | DRAGINO | APC | SMART UPS 1500 |  |  |  | IRRC |  |  | MOXA | bos_rationalag_icombipro |  | DDC-355
|  |  | DRAPER | APC | SMART UPS 3000 |  |  |  | ISV |  |  | MOXA | bos_saintgobain_sagesensor |  | DDC-356
|  |  | DRAYTEK | APC | SMART UPS 3000 RM XL |  |  |  | ITDP |  |  | MOXA | bos_saintgobain_sagewindow |  | DDC-357
|  |  | DRISTEEM | APC | SMART UPS RT 10000 |  |  |  | IWH |  |  | MOXA | bos_sauter_ecos504 bos_sauter_ecos505 |  | DDC-358
|  |  | DWYER | APC | SMART UPS RT 5000 |  |  |  | LB |  |  | MOXA | bos_sauter_eygt485f099 |  | DDC-359
|  |  | DYNALITE | APC | SMART-UPS VT |  |  |  | LBCN |  |  | MOXA | bos_sauter_eygt |  | DDC-36
|  |  | DYNASONICS | APC | SMART UPS X3000 |  |  |  | LCKR |  |  | MRV | bos_sauter_modu525 |  | DDC-360
|  |  | E CUE | APC |  |  |  |  | LCM |  |  | N-TRON | bos_schneider_ap9547 |  | DDC-361
|  |  | EAP ELECTRIC | APC | SMART-UPS RT 20000 |  |  |  | LCP |  |  | N-TRON | bos_schneider_ap9643 |  | DDC-362
|  |  | EASTRON | APC | SMART-UPS VT |  |  |  | LCV |  |  | N-TRON | bos_schneider_ap9644 |  | DDC-363
|  |  | EASYIO | APC | SMART-UPS VT 30 KVA |  |  |  | LDP |  |  | NEC | bos_schneider_asb |  | DDC-364
|  |  | EATON | APC | SMMTRA 160K |  |  |  | LDS |  |  | NELCO | bos_schneider_asp |  | DDC-365
|  |  | EBM-PAPST | APC | SMR3000RM2UTW |  |  |  | LER |  |  | NETGEAR | bos_schneider_pm8000 |  | DDC-366
|  |  | ECOLAB | APC | SMX3000RMLV2UNC |  |  |  | LKP |  |  | NETGEAR | bos_schneider_spacelynk |  | DDC-367
|  |  | EDINA | APC | SRT3000RMXLI |  |  |  | LMS |  |  | NETGEAR | bos_siemens_pxc4 |  | DDC-368
|  |  | EDPAC | APC | SRT3000RMXLT |  |  |  | LPS |  |  | NETGEAR | bos_siemens_pxc5 |  | DDC-369
|  |  | EDWARDS (UTC) | APC | SRT6KRMXLI |  |  |  | LT |  |  | NETGEAR | bos_signify_pddegs |  | DDC-37
|  |  | EEMAX | APC | SRT8KXLI |  |  |  | LTCDWP |  |  | NETGEAR | bos_socomec_netvision7 |  | DDC-370
|  |  | EGRO | APC | SURT20KUXI-IN |  |  |  | LTCH |  |  | NETGEAR | bos_srv_hp_z2mini |  | DDC-371
|  |  | EIJSINK | APC | SURT8000XL1 |  |  |  | LTCHWP |  |  | NETGEAR | bos_srv_hp_z2minig9 |  | DDC-372
|  |  | EIRCOM | APC | SURT8000XL1 |  |  |  | LTGW |  |  | NETGEAR | bos_srv_lenovo_p620 |  | DDC-373
|  |  | EL-PIAST | APC | SURTA3000RMXL3U |  |  |  | LTHWP |  |  | NETGEAR | bos_srv_lenovo_thinkstationp520c |  | DDC-374
|  |  | ELECOM | APC | SUVTP30KH4B4S |  |  |  | LTMTS |  |  | NETGEAR | bos_srv_r240 |  | DDC-375
|  |  | ELITE GROUP | APC | SUVTPF10KB4H |  |  |  | LVCPB |  |  | NETGEAR | bos_srv_r340 |  | DDC-376
|  |  | ELKAY | APC | SUVTPF20KB4H |  |  |  | LVDP |  |  | NETGEAR | bos_steinel_hpd2ip |  | DDC-377
|  |  | ELMEASURE | APC | SUVTPF30KB4H |  |  |  | LVSB |  |  | NETGEAR | bos_thermoplan_bw4 |  | DDC-378
|  |  | ELNET | APC | SY100K100F |  |  |  | MAU |  |  | NETGEAR | bos_trane_sc |  | DDC-38
|  |  | ELO | APC | SY160K160H |  |  |  | MCC |  |  | NETGEAR | bos_trend_tonn8 |  | DDC-39
|  |  | ELOMA | APC | SYA16K16RMP |  |  |  | MDP |  |  | NETGEAR | bos_tridium_jace8000 |  | DDC-4
|  |  | ELSA SYSTEMS | APC | SYAF16KBXRMT |  |  |  | MDU |  |  | NETGEAR | bos_tridium_niagaraedge10 |  | DDC-40
|  |  | EMBEDIA | APC | SYAF16KRMT |  |  |  | MFSD |  |  | NETGEAR | bos_ttk_fgbbox |  | DDC-41
|  |  | EMCO ELECTRONICS | APC | SYCF160KH |  |  |  | MMV |  |  | NETGEAR | bos_ttk_fgnet |  | DDC-42
|  |  | EMERSON | APC | SYCF48KH |  |  |  | MOS |  |  | NETGEAR | bos_ttk_fgrelay |  | DDC-43
|  |  | EMS | APC | SYCF80KH |  |  |  | MPNL |  |  | NETGEAR | bos_unbranded_generic |  | DDC-44
|  |  | EMU AG | APC | SYHF6KT |  |  |  | MSB |  |  | NETGEAR | bos_vendor_device |  | DDC-45
|  |  | ENCELIUM | APC | SYMETTRA PX |  |  |  | MSD |  |  | NETGEAR | bos_verdigris_energydatagateway |  | DDC-46
|  |  | ENCORE | APC | SYMMETRA PX |  |  |  | MTR |  |  | NETGEAR | bos_vertiv_unitydp |  | DDC-47
|  |  | ENDEAVOR | APC | SYMMETRA 160K |  |  |  | MTS |  |  | NETGEAR | bos_vertiv_unitysnmp |  | DDC-48
|  |  | ENEFFEN | APC | SYMMETRA 16KVA |  |  |  | MUV |  |  | NETGEAR | bos_view_cphel |  | DDC-49
|  |  | ENLIGHTED | APC | SYMMETRA 48K |  |  |  | MVSB |  |  | NETGEAR | bos_view_fan |  | DDC-5
|  |  | ENVIROALERT | APC | SYMMETRA LX |  |  |  | NDS |  |  | NETGEAR | bos_view_gam |  | DDC-50
|  |  | EO CHARGING | APC | SYMMETRA LX |  |  |  | NVR |  |  | NETGEAR | bos_view_nwc |  | DDC-51
|  |  | EPAY SYSTEMS | APC | SYMMETRA PX |  |  |  | OI |  |  | NETGEAR | bos_view_senseeq |  | DDC-52
|  |  | EPILOG | APC | SYMMETRA PX |  |  |  | OUT |  |  | NETGEAR | bos_view_sky |  | DDC-53
|  |  | EPS NEXT GEN | APC | SYMMETRA PX 100KW |  |  |  | OVN |  |  | NETGEAR | bos_vm_headend |  | DDC-54
|  |  | EPSON | APC | SYMMETRA PX 100KW |  |  |  | PA |  |  | NETGEAR | bos_vykon_jace8000 |  | DDC-55
|  |  | ESSL | APC | SYMMETRA PX 100KW |  |  |  | PAPS |  |  | NETGEAR | bos_wtec_smartdir |  | DDC-56
|  |  | EST3 | APC | SYMMETRA PX 100KW |  |  |  | PCHWP |  |  | NETGEAR | bos_wtec_smarteng |  | DDC-57
|  |  | ET-DETECT | APC | SYMMETRA PX 160 |  |  |  | PCS |  |  | NETGEAR | bos_xysense_area |  | DDC-58
|  |  | ETC | APC | SYMMETRA PX 160 |  |  |  | PCU |  |  | NETGEAR | bos_zebra_fx9600rfidreader |  | DDC-59
|  |  | EUROMAG | APC | SYMMETRA PX 160KVA/160KW |  |  |  | PCV |  |  | NETGEAR | bos_nq_tyrell_ebms |  | DDC-6
|  |  | EVCO | APC | SYMMETRA PX 160KVA/160KW |  |  |  | PCWP |  |  | NETGEAR | bos_nq_spareit_lps8ngateway |  | DDC-60
|  |  | EWON | APC | SYMMETRA PX 160KW |  |  |  | PDU |  |  | NETGEAR | bos_nq_onlogic_cl200gateway |  | DDC-61
|  |  | EXICOM | APC | SYMMETRA PX 40KW |  |  |  | PFU |  |  | NETGEAR | bos_nq_density_entrylongrange |  | DDC-62
|  |  | EXITRONIX | APC | SYMMETRA SYCF160KH |  |  |  | PHC |  |  | NETGEAR | bos_nq_sicotronic_ze6000 |  | DDC-63
|  |  | EXODRAFT | APC | GALAXY PW |  |  |  | PHX |  |  | NETGEAR | bos_nq_enlighted_em201 |  | DDC-64
|  |  | EXOR | APC | GALAXY PW MGE 60 |  |  |  | PLC |  |  | NETGEAR | bos_nq_emerson_icomcontrolboard |  | DDC-65
|  |  | EXOS | APC | GALAXY PW MGE 60 |  |  |  | PMP |  |  | NETOPIA | bos_nqm_daikin_dbacsbacnetgateway |  | DDC-66
|  |  | EXPRESSO | APC | MGE GALAXY 3500 |  |  |  | POEETS |  |  | NOT VERIFIED | bos_nq_advantagecontrols_xscf3eh21 |  | DDC-67
|  |  | EZVIZ | APC | SMART-UPS VT |  |  |  | PP |  |  | NTT | bos_lutron_arf2 |  | DDC-68
|  |  | FEC | APC | SYMMETRA PX 40KW |  |  |  | PRFV |  |  | OPTCONNECT | bos_nq_epaysystems_waltert11 |  | DDC-69
|  |  | FIELD SERVER | APC | SYMMETRA LX |  |  |  | PRLD |  |  | OPTCONNECT | bos_nq_assaabloy_traka |  | DDC-7
|  |  | FLAKTGROUP | APC | SYMMETRA PX |  |  |  | PRNTR |  |  | OPTCONNECT | bos_nq_lg_m4864p6b |  | DDC-70
|  |  | FLEXEM | APC | SYMMETRA PX 16KVA |  |  |  | PRV |  |  | OPTCONNECT | bos_nq_siemens_climatixpol908 |  | DDC-71
|  |  | FLOWDIGITAL | APC | SYMMETRA PX 160 |  |  |  | PS |  |  | OPTCONNECT | bos_nqm_mitsubishi_bachd150 |  | DDC-72
|  |  | FLOWLINETW | APC | SYMMETRA 48K |  |  |  | PTZCAM |  |  | OPTCONNECT | bos_nq_philips_dynalitegateway |  | DDC-73
|  |  | FLOWTECH | APC | BR900MI |  |  |  | PU |  |  | PB PICOBOX | bos_nq_tbs_3d |  | DDC-74
|  |  | FLOWTHERM | APC | SRT10KXLI |  |  |  | PVACDS |  |  | PEPLINK | bos_nq_trend_iq4nc |  | DDC-75
|  |  | FLUIDWELL | APC | SRV3KI-AR |  |  |  | PVDAS |  |  | PEPLINK | bos_nq_tbs_2dmove |  | DDC-76
|  |  | FLUTEC | APC | SRC3000XLI |  |  |  | PVDB |  |  | PEPLINK | bos_nq_schneider_homelynk |  | DDC-8
|  |  | FOUR FAITH | APC | AP9635CH |  |  |  | PVDCC |  |  | PEPLINK | bos_nq_johnsoncontrols_msnce25660 |  | DDC-9
|  |  | FRANCE AIR | APC | SMART-UPS RT 15KVA |  |  |  | PVDCDS |  |  | PEPLINK | bos_nq_redlion_g304k200 |  | EF-1
|  |  | FRANKE | APC | SMART-UPS RT 15KVA |  |  |  | PVI |  |  | PHAROS | bos_barron_guardian_g3_gw |  | EF-2
|  |  | FRESE | APC | SYMMETRA PX OG-9354A |  |  |  | PVMC |  |  | PHEONIX CONTACT | bos_nqm_redlion_g304k200 |  | EF-3
|  |  | FRESH & HONEST | APC | SMART RT 15KVA 208 |  |  |  | PVMLPE |  |  | PHOENIX CONTACT | bos_nq_lg_pbacna000 |  | EF-4
|  |  | FRITZ!BOX | APC | SMART RT 15KVA 208 |  |  |  | PVP |  |  | PHOENIX CONTACT | bos_nq_tria_gateway |  | EF-5
|  |  | FUJI ELECTRIC | APC | AP9640 |  |  |  | PVTXMR |  |  | PHOENIX CONTACT | bos_nq_sclera_fw178140 |  | EF-6
|  |  | FUJITSU | APC | AP9547 |  |  |  | PWP |  |  | PHOENIX CONTACT | bos_delta_red5_edge_room |  | EF-7
|  |  | FUNCTIONAL DEVICES | APC | AP9630 / 30CH |  |  |  | PWV |  |  | PHOENIX CONTACT | bos_delta_red5_plus_room |  | EM-1
|  |  | FUSHI ICE MOUNTAIN | APC | AP9631/31CH |  |  |  | RAC |  |  | PHOENIX CONTACT | bos_distech_ecy303 |  | EM-10
|  |  | GAGGIA | APC | AP9635/35CH |  |  |  | RCP |  |  | PHOENIX CONTACT | bos_moxa_uc8220t_lx |  | EM-100
|  |  | GARRISON | APC | AP9644 |  |  |  | RCV |  |  | PHOENIX CONTACT | bos_nq_itdfoodsafety_preppaltabletpcf6apl |  | EM-101
|  |  | GAYLORD | APC | AP9641 |  |  |  | RECD |  |  | PICOBOX | bos_nq_dell_poweredger230 |  | EM-102
|  |  | GESYTEC | APC | AP9643 |  |  |  | REF |  |  | PLANET | bos_nq_magnum_mcsmagnum |  | EM-103
|  |  | GIADA | APC | BR1000MS |  |  |  | RFIDC |  |  | PLANET | bos_distech_ecy_apex |  | EM-104
|  |  | GIGA-BYTE | APC | OM-5103 |  |  |  | RFIDR |  |  | PLANET | bos_distech_ecys1000 |  | EM-105
|  |  | GIGA-BYTE TECHNOLOGY CO | APC | UPS |  |  |  | RHC |  |  | PLANET | distech_ecy_vav |  | EM-106
|  |  | GIRA | APC | BACK-UPS PRO 1000S |  |  |  | RIO |  |  | PLANET | distech_ecy_tu203 |  | EM-107
|  |  | GLAMOX | APC | SRT10KXLT |  |  |  | RLF |  |  | PLANET | distech_ecy_ptu107 |  | EM-108
|  |  | GLOBAL CONTROL 5 | APC | SRT5KXLT |  |  |  | RO |  |  | PLANET | distech_ecy_ptu207 |  | EM-109
|  |  | GLOBAL VR | APC | SMX1500RM2UNC |  |  |  | RP |  |  | PLANET | distech_ecy_ptu208 |  | EM-11
|  |  | GLOBALSCALE | APC | SMART-UPS 5000VA |  |  |  | RRFLT |  |  | PLATHOME | loytec_linx215 |  | EM-110
|  |  | GLORYSTAR | APC | SMART-UPS 8KVA/8KW |  |  |  | RTCD |  |  | PLCOME | bos_tyrrell_iona_i |  | EM-111
|  |  | GOOGLE | APC | AP9640 |  |  |  | RTF |  |  | PRIVA | bos_nq_samsung_smt580 |  | EM-112
|  |  | GOOGLE FIBER | APC | SMART-UPS 750 |  |  |  | RTISD |  |  | PRIVA | bos_nq_leviton_rpm16316 |  | EM-113
|  |  | GRACEPORT | APC | AP9617 |  |  |  | RTR |  |  | RED LION | bos_nq_obvius_a8812 |  | EM-114
|  |  | GRAYWOLF | APC | SRYL15K15RMXLT |  |  |  | RTU |  |  | ROCKWELL | bos_nq_sauter_eyas525f001 |  | EM-115
|  |  | GREASEMASTER | APC | SMART-UPS RT 15KVA |  |  |  | RTV |  |  | SCHNEIDER | bos_nq_honeywell_puc8445 |  | EM-116
|  |  | GREENHECK | APC | RACK PDU AP7901 |  |  |  | RWP |  |  | SECOMEA | bos_tridonic_scenecom_evo |  | EM-117
|  |  | GREYSTONE | APC | DY802 |  |  |  | SB |  |  | SIEMENS | bos_nq_sierramonitoring_fsrouterbac1 |  | EM-118
|  |  | GRIDCONNECT | APC | AP9619 |  |  |  | SCAN |  |  | SIEMENS | bos_sauter_modu680as |  | EM-119
|  |  | GRUNDFOS | APC | 0N-9582GVX |  |  |  | SCHWP |  |  | SIEMENS | bos_solaredge_portia4 |  | EM-12
|  |  | GWS | APPLE |  |  |  |  | SCS |  |  | SIERRA | bos_nq_sony_cfi100a |  | EM-120
|  |  | H3C | APPLE | A1893 |  |  |  | SD |  |  | SIERRA | bos_nq_danfoss_aksm820 |  | EM-121
|  |  | HALTON | APPLE | IPAD AIR 2 |  |  |  | SDACT |  |  | SMARTSENSE | bos_smartq_imin_d3 |  | EM-122
|  |  | HANBIT | APPLE | AIRPORT |  |  |  | SDC |  |  | SPECTRA | bos_nqm_mitsubushi_ew50j |  | EM-123
|  |  | HANVON | APPLE | IPAD |  |  |  | SDKP |  |  | SWISSCOM | bos_nq_ionair_veritasnet |  | EM-124
|  |  | HARDKERNEL CO. | APPLE | IPAD (6TH GENERATION) |  |  |  | SDNC |  |  | SYXTHSENSE&PRODUAL | bos_nqm_helvar_905 |  | EM-125
|  |  | HELIX RT | APPLE | IPAD AIR 2 |  |  |  | SEF |  |  | T-LINK | bos_nqm_helvar_920router |  | EM-126
|  |  | HELVAR | APPLE | IPAD AIR 2 |  |  |  | SEP |  |  | TELEGARTNER | bos_nq_sony_playstation4 |  | EM-127
|  |  | HID GLOBAL CORPORATIOIN | APPLE | IPOD |  |  |  | SEPP |  |  | TELTONIKA | bos_nqm_sony_ps2 |  | EM-128
|  |  | HIKVISION | APPLE | MAC MINI |  |  |  | SF |  |  | TEMPALERT | bos_nq_nintendo_wii |  | EM-129
|  |  | HIRSCHMANN | APPLE | MAC PRO |  |  |  | SGV |  |  | TEMPALERT | bos_nq_imin_d3504 |  | EM-13
|  |  | HITACHI | APPLE | I PAD GEN 5 |  |  |  | SHCP |  |  | TP-LINK | bos_nq_leanpath_360benchscale |  | EM-130
|  |  | HMS NETWORKS | APPLE | I PAD GEN 6 |  |  |  | SHWP |  |  | TP-LINK | bos_nq_gira_g1poe |  | EM-131
|  |  | HOBART | APPLE | I PAD GEN 6 |  |  |  | SLCR |  |  | TP-LINK | bos_nq_matrix_touchc |  | EM-132
|  |  | HOCHIKI AMERICA CORP | APPLE | I PAD GEN 6 |  |  |  | SMPP |  |  | TP-LINK | bos_delta_red5_edge |  | EM-133
|  |  | HONEYWELL | APPLE | MR7F2X/A |  |  |  | SNV |  |  | TP-LINK | bos_delta_red5_plus |  | EM-134
|  |  | HOOC | APPLE | MK473X/A |  |  |  | SOI |  |  | TP-LINK | bos_nq_ukg_intouchdxg2 |  | EM-135
|  |  | HP | APPLE | IPAD (9TH GENERATION) |  |  |  | SP |  |  | TP-LINK | bos_nq_detecsystems_dx250 |  | EM-136
|  |  | HPE | APPLIED TECHNO | SYSTEM 109T |  |  |  | SPF |  |  | TP-LINK | bos_nq_draper_ipgateway |  | EM-137
|  |  | HRW | APRESIA | APLFB116SS |  |  |  | SPH |  |  | TP-LINK | bos_nqm_redlion_g307k200 |  | EM-138
|  |  | HTC | APRESIA | APLGB108SS |  |  |  | SPRV |  |  | TP-LINK | bos_nq_distech_horyzonc7 |  | EM-139
|  |  | HUAWEI | AQUA FLO-PAK | DAP 27B4 |  |  |  | SPS |  |  | TP-LINK | bos_nq_deltacontrols_ebmgr |  | EM-14
|  |  | HUNTER | AQUA LIBRA | ARM PLAYER AP3566-02 |  |  |  | SPT |  |  | TP-LINK | bos_nqm_protosense_beamer1 |  | EM-140
|  |  | HUUBAP | AQUAGEN | UWM-220 DN-50-DN500 |  |  |  | SPV |  |  | TP-LINK | bos_checkit_hub |  | EM-141
|  |  | HYDRELIS | AQUARIO | MD-4000 |  |  |  | SSFLT |  |  | TP-LINK | bos_siemens_pxc5_e24 |  | EM-142
|  |  | HYDROPOINT | ARCADE1UP | INFINITY GAME TABLE |  |  |  | SSP |  |  | TP-LINK | bos_siemens_pxc7_e400 |  | EM-143
|  |  | HYDROW | ARMARAC | MX-800 |  |  |  | STE |  |  | TP-LINK | bos_nqm_adfweb_hd67056b2160 |  | EM-144
|  |  | ICC | ARRIS | NVG510 |  |  |  | STS |  |  | TP-LINK | bos_nq_sierramonitoring_fpcn380717 |  | EM-145
|  |  | ICP | ARRIS | DG1670A |  |  |  | SWACT |  |  | TP-LINK | bos_nq_dell_precision7875 |  | EM-146
|  |  | ICP DAS | ARUBA | AP-225 |  |  |  | SWGR |  |  | TP-LINK | bos_nqm_adfweb_hd67056b240 |  | EM-147
|  |  | IDEC | ARUBA | AP125 |  |  |  | TC |  |  | TP-LINK | bos_schneider_spacelogic_mpc |  | EM-148
|  |  | IIJ | ASANTE | FS5005 |  |  |  | TCV |  |  | TP-LINK | bos_schneider_spacelogic_rpc |  | EM-149
|  |  | IIPL/PLUGLIGHTING | ASANTE TECHNOLOGIES | FS5005 |  |  |  | TF |  |  | TP-LINK | bos_nq_hp_g1i |  | EM-15
|  |  | ILIGHT | ASCO | SERIES 230 ATS |  |  |  | TK |  |  | TP-LINK |  |  | EM-150
|  |  | IMI | ASI | ASIC/3-9540 |  |  |  | TMUP |  |  | TP-LINK |  |  | EM-151
|  |  | IMIN | ASI | DAK-1121C |  |  |  | TMUV |  |  | TP-LINK |  |  | EM-152
|  |  | INFILEX | ASI | ASIS/1-4802 |  |  |  | TMV |  |  | TP-LINK |  |  | EM-153
|  |  | INFOR | ASKEY | INTERNET-BOX |  |  |  | TP |  |  | TP-LINK |  |  | EM-154
|  |  | INGENICO | ASKEY | INTERNET-BOX LIGHT |  |  |  | TPE |  |  | TP-LINK |  |  | EM-155
|  |  | INITIATIVE ENG | ASPEN | FP3349 |  |  |  | TPS |  |  | TP-LINK |  |  | EM-156
|  |  | INNOTECH | ASPEN | HI FLOW 2LTR |  |  |  | TRH |  |  | TP-LINK |  |  | EM-157
|  |  | INOSENT | ASTER TECHNOLOGIES | FT-650 |  |  |  | TRHC |  |  | TP-LINK |  |  | EM-158
|  |  | INOTEC | ASTER TECHNOLOGIES | CT-650 |  |  |  | TRP |  |  | TP-LINK |  |  | EM-159
|  |  | INSTAGO | ASTER TECHNOLOGIES | PH/ORP MTR |  |  |  | TST |  |  | TP-LINK |  |  | EM-16
|  |  | INSTAPIO | ASTORIA | STORM COFFEE MACHINE |  |  |  | TSTAT |  |  | TP-LINK |  |  | EM-160
|  |  | INTEGRA | ASUS | 4G-N12 |  |  |  | TW |  |  | TP-LINK |  |  | EM-161
|  |  | INTEL | ASUS |  |  |  |  | TXMR |  |  | TP-LINK |  |  | EM-162
|  |  | INTELBRAS | ASUS | 7255-NOW |  |  |  | UH |  |  | TP-LINK |  |  | EM-163
|  |  | INTELLIHOOD | ASUS | 7265 NGW |  |  |  | UPS |  |  | TP-LINK |  |  | EM-164
|  |  | INTERRA | ASUS | A407U |  |  |  | UPSB |  |  | TP-LINK |  |  | EM-165
|  |  | INTESIS | ASUS | A4110 |  |  |  | VAV |  |  | TPLINK |  |  | EM-166
|  |  | IOGEAR | ASUS | CHROMEBOOK FLIP C302CA. |  |  |  | VAVCTR |  |  | TPLINK |  |  | EM-167
|  |  | IONAIR | ASUS | BM6820 |  |  |  | VCD |  |  | TRANSITION NETWORKS |  |  | EM-168
|  |  | IOVENT | ASUS | BM6820 |  |  |  | VCP |  |  | TRENDNET |  |  | EM-169
|  |  | IRINOX | ASUS | ASUS C302CA |  |  |  | VDW |  |  | TRENDNET |  |  | EM-17
|  |  | ISMA | ASUS | CHROMEBOOK FLIP C302CA. |  |  |  | VFD |  |  | TRENDNET |  |  | EM-170
|  |  | ITD FOOD SAFETY | ASUS | CHROME BIT |  |  |  | VLV |  |  | TRENDNET |  |  | EM-171
|  |  | ITRON | ASUS | CHROMEBOX |  |  |  | VRF |  |  | UBIQUITI |  |  | EM-172
|  |  | JANITZA | ASUS | CS10 |  |  |  | VRV |  |  | UBIQUITI |  |  | EM-173
|  |  | JETINNO | ASUS | CS10 |  |  |  | VSD |  |  | UBIQUITI |  |  | EM-174
|  |  | JETSREAM | ASUS | CS10 |  |  |  | VSFLT |  |  | UBIQUITI |  |  | EM-175
|  |  | JETWAY | ASUS | CHROMEBOX |  |  |  | VVT |  |  | UBIQUITI |  |  | EM-176
|  |  | JINAN USR IOT | ASUS | CHROMEBOX 3 CN65 |  |  |  | VVTB |  |  | UBIQUITI |  |  | EM-177
|  |  | JINHER | ASUS | CHROMEBOX CN60 |  |  |  | WANT |  |  | UBIQUITI |  |  | EM-178
|  |  | JIO | ASUS | CHROMEBOOK TABLET CT100 |  |  |  | WAP |  |  | VERIZON |  |  | EM-179
|  |  | JOHNSON CONTROLS | ASUS | CUSTOM |  |  |  | WCR |  |  | WAGO |  |  | EM-18
|  |  | JOHNSON HEALTH TECH | ASUS | E203M |  |  |  | WD |  |  | WAGO |  |  | EM-180
|  |  | JSBS | ASUS | E203M |  |  |  | WDO |  |  | WAGO |  |  | EM-181
|  |  | JUICE BAR | ASUS | NEXUS 7 |  |  |  | WDR |  |  | WEATHERTRAK |  |  | EM-182
|  |  | JUNG | ASUS | NEXUS 7 |  |  |  | WHAV |  |  | WEIDMUELLER |  |  | EM-183
|  |  | KAITERRA | ASUS | TRANSFORMER BOOK |  |  |  | WM |  |  | WEIDMULLER |  |  | EM-184
|  |  | KAMPMANN | ASUS | TRANSFORMER BOOK |  |  |  | WMV |  |  | WEIDMULLER |  |  | EM-185
|  |  | KAMSTRUP | ASUS | V241IC |  |  |  | WMS |  |  | WEIDMULLER |  |  | EM-186
|  |  | KEISER | ASUS | V241IC |  |  |  | WRTR |  |  | WEIDMULLER |  |  | EM-187
|  |  | KEURIG | ASUS | VIVO AIO V221¦C |  |  |  | WSR |  |  | WESTELL |  |  | EM-188
|  |  | KEYSIGHT | ASUS | TRANSFORMER MINI |  |  |  | WST |  |  | WESTERMO |  |  | EM-189
|  |  | KIDDE FIRE SYSTEM | ASUS | TRANSFORMER MINI |  |  |  | WWP |  |  | YAMAHA |  |  | EM-19
|  |  | KIKOS | ASUS | ROG STRIX GL10CS | [6 empty] | YAMAHA |  |  | EM-190
|  |  | KINETIC | ASUS | ROG STRIX GL10CS | [6 empty] | ZYXEL |  |  | EM-191
|  |  | KMC CONTROLS | ASUS | VP247 | [6 empty] | ZYXEL |  |  | EM-192
|  |  | KONAMI | ASUS | CHROMEBOX CN62 | [6 empty] | ZYXEL |  |  | EM-193
|  |  | KONE | ASUS | EXPERTBOOK B1400C | [6 empty] | ZYXEL |  |  | EM-194
|  |  | KOOLAIR | AT&T | PACE 5268AC FXN | [6 empty] | ZYXEL |  |  | EM-195
|  |  | KORENIX | AT&T | NO MODEL LISTED | [9 empty] | EM-196
|  |  | KREA | AT&T | NVG510 | [9 empty] | EM-197
|  |  | KROHNE | AT&T BRANDED | NOT VERIFIED | [9 empty] | EM-198
|  |  | KRONOS | AUGURY | HALO | [9 empty] | EM-199
|  |  | KRONOS/ADP | AUGURY | HALO | [9 empty] | EM-2
|  |  | KRUGER | AUGURY | HALO | [9 empty] | EM-20
|  |  | KSENIA | AUGURY | HALO | [9 empty] | EM-200
|  |  | KYLAND | AUGURY | HALO | [9 empty] | EM-201
|  |  | LA CIMBALI | AUGURY | PEPLINK | [9 empty] | EM-202
|  |  | LANBIT | AUGURY | PEPLINK | [9 empty] | EM-203
|  |  | LANDIS+GYR | AUGURY | TEW-AO57 | [9 empty] | EM-204
|  |  | LANDISGY | AUMADA | WIZARD WI135TWB15-S2 | [9 empty] | EM-205
|  |  | LANTRONIX | AUMADA | WIZARD WI-55TWB8-S2 | [9 empty] | EM-206
|  |  | LB-LINK | AUTOMATED LOGIC | ZS2PL-HCM-ALC | [9 empty] | EM-207
|  |  | LDE | AUTOMATED LOGIC | ZS2PL-ALC | [9 empty] | EM-208
|  |  | LEANPATH | AUTOMATED LOGIC | FIO812U | [9 empty] | EM-209
|  |  | LEGRAND | AUTOMATED LOGIC | FIO012U | [9 empty] | EM-21
|  |  | LEMCA ILUMINACAO | AUTOMATED LOGIC | FIO48U | [9 empty] | EM-210
|  |  | LENOVO | AUTOMATED LOGIC | ZS2-ALC | [9 empty] | EM-211
|  |  | LES MILLS | AUTOMATIONDIRECT | C-MORE EA9 | [9 empty] | EM-212
|  |  | LEVELONE | AUTOMATIONDIRECT | SE-SW5U-SC | [9 empty] | EM-213
|  |  | LEVITON | AVM | FRITZ!BOX 7490 | [9 empty] | EM-214
|  |  | LG | AVOCENT | ACS 5048 | [9 empty] | EM-215
|  |  | LH.GD | AVOCENT | ACS 5048 CYCLADES | [9 empty] | EM-216
|  |  | LIEBERT | AWAIR | OMNI | [9 empty] | EM-217
|  |  | LIFE FITNESS | AXCESS | AT-132-AT | [9 empty] | EM-218
|  |  | LIGHTING CONTROLS | AXIOMTEK | ICO300 | [9 empty] | EM-219
|  |  | LIGHTSOURCE | AXIOMTEK | ICO310-N3160-PD-DC | [9 empty] | EM-22
|  |  | LINKSYS | AZBIL | BCY44100M | [9 empty] | EM-220
|  |  | LM GATEWAY | AZBIL | BCY44100M | [9 empty] | EM-221
|  |  | LOCHINVAR | AZBIL | BCY45301M | [9 empty] | EM-222
|  |  | LOGISON | B METERS | IWM-MB3 | [9 empty] | EM-223
|  |  | LOGITECH | B METERS | COLD WATER METER | [9 empty] | EM-224
|  |  | LOREN COOK | B METERS | GSD8-RFM | [9 empty] | EM-225
|  |  | LOYTEC | B METERS | WDE-K50 | [9 empty] | EM-226
|  |  | LOYTECH ELECTRONICS | B&B ELECTRONICS | VESR901 | [9 empty] | EM-227
|  |  | LUFFT | B&B ELECTRONICS | ESW105 | [9 empty] | EM-228
|  |  | LUMICENTER | BACHARACH | MGS-250 | [9 empty] | EM-229
|  |  | LUMINI | BACHARACH | MGS-150 | [9 empty] | EM-23
|  |  | LUMYN GATEWAY | BACHARACH | MVR-300 GAS DETECTOR | [9 empty] | EM-230
|  |  | LUTRON | BADGER METER | MODMAG M2000 | [9 empty] | EM-231
|  |  | LUXION | BADGER METER | MODMAG M1000 | [9 empty] | EM-232
|  |  | LUXPRO | BARCOL-AIR | CIRCULAR VAV NB TYPE | [9 empty] | EM-233
|  |  | LUXUL | BARIX | BARIONET 50 | [9 empty] | EM-234
|  |  | LYNXSPRING | BASE-LINE | AG-1000 | [9 empty] | EM-235
|  |  | M2I CORPORATION | BASE-LINE | AG-3200 | [9 empty] | EM-236
|  |  | MACURCO | BASE-LINE | BL-CM3G CELL MODEM | [9 empty] | EM-237
|  |  | MAESTRO | BASE-LINE | 3200 | [9 empty] | EM-238
|  |  | MAGNUM | BASE-LINE | 3200 | [9 empty] | EM-239
|  |  | MAILSECURE | BAYLAN | TK-2S | [9 empty] | EM-24
|  |  | MAPLE SYSTEMS | BAYLAN | TK-26 | [9 empty] | EM-240
|  |  | MAPRO | BAYLAN | TK-3S | [9 empty] | EM-241
|  |  | MARANTZ | BAYLAN | TK-3C | [9 empty] | EM-242
|  |  | MARSHALL | BB GPS RECIEVER | BB GPS RECIEVER | [9 empty] | EM-243
|  |  | MASER | BEAGLE BOARD | BLACK REV C | [9 empty] | EM-244
|  |  | MATRIX | BEAMPRO | 3200 | [9 empty] | EM-245
|  |  | MAXTANG | BECKHOFF | CX5120-0115 | [9 empty] | EM-246
|  |  | MAZZER | BECKHOFF | CP3918-0000 | [9 empty] | EM-247
|  |  | MBOX | BECKHOFF | CP3918-0000 | [9 empty] | EM-248
|  |  | MBS GMBH | BECKHOFF | C6920-0050 | [9 empty] | EM-249
|  |  | MCS | BECKHOFF | C6920-0050 | [9 empty] | EM-25
|  |  | MECHOSHADE | BECKHOFF | CX8091 | [9 empty] | EM-250
|  |  | MEGSINE | BECKHOFF | CX8091 | [9 empty] | EM-251
|  |  | MELINK | BECKHOFF | CU8801-0000 | [9 empty] | EM-252
|  |  | MELITTA | BECKHOFF | CU8801-0000 | [9 empty] | EM-253
|  |  | MERCATOR | BECKHOFF | BK9100 | [9 empty] | EM-254
|  |  | MERCURY | BECKHOFF | BK9100 | [9 empty] | EM-255
|  |  | MERTEN | BECKHOFF | CU2008 | [9 empty] | EM-256
|  |  | META | BECKHOFF | CU2008 | [9 empty] | EM-257
|  |  | METOS | BEGHELLI | LOGICA S | [9 empty] | EM-258
|  |  | METRASENS | BELIMO | EV-15R-BAC | [9 empty] | EM-259
|  |  | MGE | BELIMO | EV015R+BAC | [9 empty] | EM-26
|  |  | MICRO STAR | BELIMO | EV025R+BAC | [9 empty] | EM-260
|  |  | MICROS SYSTEMS | BELIMO | EV050R+BAC | [9 empty] | EM-261
|  |  | MICROSOFT | BELIMO | EVO32R BAC | [9 empty] | EM-262
|  |  | MICROTIK | BELIMO | VRUD3BAC | [9 empty] | EM-263
|  |  | MICROTOUCH | BELIMO | VRUD3BAC | [9 empty] | EM-264
|  |  | MIDEA | BELIMO | 22PE-1UG | [9 empty] | EM-265
|  |  | MIKRO | BELIMO | 22PE-1UF | [9 empty] | EM-266
|  |  | MIMO | BELIMO | 6-WAY EPIV | [9 empty] | EM-267
|  |  | MINIX | BELIMO | LMV-BAC-001 | [9 empty] | EM-268
|  |  | MINUTEMAN | BELIMO | EV-BAC | [9 empty] | EM-269
|  |  | MIST | BELIMO | DAMPER ACTUATOR | [9 empty] | EM-27
|  |  | MITSUBISHI | BELIMO | ENERGY VALVE | [9 empty] | EM-270
|  |  | MITSUBISHI ELECTRIC | BELIMO | CQ24-BAC | [9 empty] | EM-271
|  |  | MITSUBUSHI | BEVI | STANDUP_V1.5 | [9 empty] | EM-272
|  |  | MIWA | BEVI | COUNTERTOP | [9 empty] | EM-273
|  |  | MKN | BEVI | V1.0 STANDUP BEVI | [9 empty] | EM-274
|  |  | MODE LIGHTING | BEVI | V1.0 STANDUP BEVI | [9 empty] | EM-275
|  |  | MOFI | BEVI | COUNTERTOP | [9 empty] | EM-276
|  |  | MOFI NETWORK | BEVI | COUNTERTOP | [9 empty] | EM-277
|  |  | MONARCH | BEVI | COUNTERTOP | [9 empty] | EM-278
|  |  | MONIKA | BEVI | V1.0 STANDUP BEVI | [9 empty] | EM-279
|  |  | MONNIT | BEVI | STANDUP_V1.5 | [9 empty] | EM-28
|  |  | MORLEY | BEVI | V1.0 STANDUP BEVI | [9 empty] | EM-280
|  |  | MORSE WATCHMEN | BEVI | STANDUP_V1.5 | [9 empty] | EM-281
|  |  | MOTOROLA | BEVI | STANDUP 2.0 | [9 empty] | EM-282
|  |  | MOXA | BISINEER | REVERSE OSMOSIS | [9 empty] | EM-283
|  |  | MRV | BITBOX USA | BB120 | [9 empty] | EM-284
|  |  | MSA (SMC) | BITBOX USA | BBCA01 | [9 empty] | EM-285
|  |  | MSI | BITBOX USA | BB200 | [9 empty] | EM-286
|  |  | MUZ | BITBOX USA | BB200 | [9 empty] | EM-287
|  |  | N-TRON | BLACK BOX | LBS209AE-R2 | [9 empty] | EM-288
|  |  | NA | BLACK BOX | UNMANAGED SWITCH | [9 empty] | EM-289
|  |  | NALCO | BLUE STAR | DSAI-601R3A | [9 empty] | EM-29
|  |  | NEC | BLUE STAR | DSD-72 | [9 empty] | EM-290
|  |  | NECTA | BLUE STAR | IVRFB | [9 empty] | EM-291
|  |  | NELCO | BLUE STAR | IVRFB.20TCN | [9 empty] | EM-292
|  |  | NEPTRONIC | BLUE STAR | IVRFB.10TCN | [9 empty] | EM-293
|  |  | NESCAFE | BLUEROVER | NADD | [9 empty] | EM-294
|  |  | NESPRESSO | BOSCH | FPA 5000 | [9 empty] | EM-295
|  |  | NEST | BOSCH | MPC-1300-C | [9 empty] | EM-296
|  |  | NESTLE WATERS | BOSCH | PRS-NCO3 | [9 empty] | EM-297
|  |  | NETFON | BOSCH | PRS-NCO3 | [9 empty] | EM-298
|  |  | NETGEAR | BOSCH | ANALOG FIRE PANEL | [9 empty] | EM-299
|  |  | NETHIX | BOXC | BOXC V2.2 | [9 empty] | EM-3
|  |  | NETOPIA | BRIGHT SIGN | XT1144 | [9 empty] | EM-30
|  |  | NETPULSE | BRIGHT SIGN | XT3 | [9 empty] | EM-300
|  |  | NEXUS | BROTHER | MFC-J885DW | [9 empty] | EM-301
|  |  | NIAGARA | BTICINO | MYHOME SCREEN | [9 empty] | EM-302
|  |  | NICOTRA | BUFFALO | LSW3-GT-5NS (D1) | [9 empty] | EM-303
|  |  | NIDEC | BUNN | SURE IMMERSION 312 | [9 empty] | EM-304
|  |  | NINTENDO | C SYSTEMS | AWLD2400 | [9 empty] | EM-305
|  |  | NIXPLAY | C SYSTEMS | AWLDM32 | [9 empty] | EM-306
|  |  | NLIGHT | C SYSTEMS | WLD2400 | [9 empty] | EM-307
|  |  | NLIGHT ECLYPSE | C SYSTEMS | URRS-12T | [9 empty] | EM-308
|  |  | NLIGHT SYSTEM | C SYSTEMS | URRS-24T | [9 empty] | EM-309
|  |  | NOT VERIFIED | CAFECTION | ENCORE 29 | [9 empty] | EM-31
|  |  | NOTIFACT | CAFECTION | ENCORE 29 | [9 empty] | EM-310
|  |  | NOTIFIER | CAFECTION | TOTAL 1 | [9 empty] | EM-311
|  |  | NOVASOLAR | CAFECTION | TOTAL LITE | [9 empty] | EM-312
|  |  | NOVASTAR | CAFECTION | EMBLEM | [9 empty] | EM-313
|  |  | NOVATECH PC | CALAMP | VANGUARD 5530 | [9 empty] | EM-314
|  |  | NTI | CAMBRIDGE | QT 600 | [9 empty] | EM-315
|  |  | NTT | CAPTIVEAIRE | DU180HFA | [9 empty] | EM-316
|  |  | NVIDIA | CAPTIVEAIRE | DU85HFA | [9 empty] | EM-317
|  |  | NVIDIA CORP | CAPTIVEAIRE | DU50HFA | [9 empty] | EM-318
|  |  | O/M | CAPTIVEAIRE | CASRTU4 | [9 empty] | EM-319
|  |  | OBVIUS | CAPTIVEAIRE | DCV | [9 empty] | EM-32
|  |  | OCTANE FITNESS | CAREL | PCO5 CONTROLLER | [9 empty] | EM-320
|  |  | OEM | CAREL | PCO5 CONTROLLER | [9 empty] | EM-321
|  |  | OKAYA | CAREL | PCO | [9 empty] | EM-322
|  |  | OMICRON | CAREL | CAREL PCO | [9 empty] | EM-323
|  |  | OMICRON SENSING | CAREL | PCO1 | [9 empty] | EM-324
|  |  | ONICON | CAREL | C.PCO | [9 empty] | EM-325
|  |  | ONLOGIC | CAREL | C.PCO | [9 empty] | EM-326
|  |  | OPEN SOURCE SOLUTIONS | CAREL | PCOWEB | [9 empty] | EM-327
|  |  | OPTCONNECT | CAREL | PCO1000WB0 | [9 empty] | EM-328
|  |  | ORACLE MICROS SYSTEMS | CAREL | PCO5 | [9 empty] | EM-329
|  |  | OTIS | CAREL | PCO5+ | [9 empty] | EM-33
|  |  | OURCOOLHOUSE | CAREL | UPC3 | [9 empty] | EM-330
|  |  | OUT OF ORDER | CAREL | PCOD000WD0 | [9 empty] | EM-331
|  |  | OVERCLOCKERS UK | CAREL | W3000 | [9 empty] | EM-332
|  |  | PANAMETRICS | CAREL | MANAGER 3000 | [9 empty] | EM-333
|  |  | PANASONIC | CAREL | PGDN | [9 empty] | EM-334
|  |  | PAR | CAREL | CP CO-MINI | [9 empty] | EM-335
|  |  | PARADOX | CARRIER | BMS-IFBN640TLE | [9 empty] | EM-336
|  |  | PB PICOBOX | CARRIER | 30XAXW TOUCHPILOT | [9 empty] | EM-337
|  |  | PEGATRON | CARRIER | NW-BCN-CM | [9 empty] | EM-338
|  |  | PELOTON | CARRIER | CCU CONTROLLER | [9 empty] | EM-339
|  |  | PEPLINK | CARRIER | AQUASNAP 30RBY | [9 empty] | EM-34
|  |  | PETRA | CARRIER | AIROVISION 39CP AHU | [9 empty] | EM-340
|  |  | PHAROS | CAT | PL444 | [9 empty] | EM-341
|  |  | PHEONIX CONTACT | CHAI POINT | BOX C | [9 empty] | EM-342
|  |  | PHILIPS | CHARGEPOINT | N/A | [9 empty] | EM-343
|  |  | PHILPS | CHARGEPOINT | CP EXPRESS 250 | [9 empty] | EM-344
|  |  | PHOENIX CONTACT | CHARGEPOINT | CT2020-HD-CCR | [9 empty] | EM-345
|  |  | PHOENIX CONTROLS | CHARGEPOINT | CT2020-HD-GW1-CCR | [9 empty] | EM-346
|  |  | PICOBOX | CHARGEPOINT | CT2025-HD | [9 empty] | EM-347
|  |  | PIERO INFINITY CONTROL | CHARGEPOINT | CT2025-HD-GW1 | [9 empty] | EM-348
|  |  | PIONEER | CHARGEPOINT | CT4010-HD | [9 empty] | EM-349
|  |  | PLANAR | CHARGEPOINT | CT4010-HD-GW | [9 empty] | EM-35
|  |  | PLANET | CHARGEPOINT | CT4020-HD | [9 empty] | EM-350
|  |  | PLATHOME | CHARGEPOINT | CT4020-HD-GW | [9 empty] | EM-351
|  |  | PLCOME | CHARGEPOINT | CT4025-HD | [9 empty] | EM-352
|  |  | POWER KNOT | CHARGEPOINT | CT4025-HD-GW | [9 empty] | EM-353
|  |  | POWERSMITHS | CHARGEPOINT | CT4110-HD | [9 empty] | EM-354
|  |  | POWOGAZ | CHARGEPOINT | CT500-CDMA | [9 empty] | EM-355
|  |  | PRANA AIR | CHARGEPOINT | CT500 | [9 empty] | EM-356
|  |  | PRECOR | CHARGEPOINT | CT600 | [9 empty] | EM-357
|  |  | PRIMLECO | CHARGEPOINT | CT600 | [9 empty] | EM-358
|  |  | PRIVA | CHARGEPOINT | CT600 | [9 empty] | EM-359
|  |  | PROCON | CHARGEPOINT | CT600 | [9 empty] | EM-36
|  |  | PRODUAL | CHARGEPOINT | CT600 | [9 empty] | EM-360
|  |  | PROGRAM ELEC | CHARGEPOINT | NSQC442E | [9 empty] | EM-361
|  |  | PROTOCONVERT | CHARGEPOINT | CPE250 | [9 empty] | EM-362
|  |  | PROTOSENSE | CHARGEPOINT | CPE250 | [9 empty] | EM-363
|  |  | PRP SOLUTIONS | CHARGEPOINT | CT4010-HD2-GW-LTE | [9 empty] | EM-364
|  |  | PSS | CHARGEPOINT | CT4020-HD2-GW-LTE | [9 empty] | EM-365
|  |  | PUNTOLUCE | CHARGEPOINT | CT4025-HD2-GW-LTE | [9 empty] | EM-366
|  |  | PUSR | CHARGEPOINT | CT4011-GW1 | [9 empty] | EM-367
|  |  | PVI | CHOWBOTICS | SALLY 2.0 | [9 empty] | EM-368
|  |  | PVR CONTROLS | CHR-NUMERIQUE | EPACK PRO | [9 empty] | EM-369
|  |  | QUANTA COMPUTER | CHROMALOX | INTELLITRACE CTC1 | [9 empty] | EM-37
|  |  | RADIX | CHROME | CHROMEBOOK | [9 empty] | EM-370
|  |  | RADIXIOT | CHUWI | HIPAD 11 | [9 empty] | EM-371
|  |  | RAINFOREST AUTOMATION | CIAT | EXPAIR | [9 empty] | EM-372
|  |  | RAKWIRELESS | CISCO | CATALYST 3560 | [9 empty] | EM-373
|  |  | RARITAN | CISCO | CATALYST 3650 | [9 empty] | EM-374
|  |  | RASPBERRY PI | CISCO | CATALYST 3650 | [9 empty] | EM-375
|  |  | RATIONAL | CISCO | CATALYST 4510R+E | [9 empty] | EM-376
|  |  | RAVEL ELECTRONICS | CISCO | CISCO | [9 empty] | EM-377
|  |  | RAYCHEM | CISCO | SG95-16 | [9 empty] | EM-378
|  |  | RAYPAK | CISCO | SF95D | [9 empty] | EM-379
|  |  | RED LION | CISCO | MERAKI MX100 | [9 empty] | EM-38
|  |  | RELAY GMBH | CISCO | SPA112 2-PORT PHONE ADAPTER | [9 empty] | EM-380
|  |  | RENU ELECTRONICS | CISCO | SPA112 2-PORT PHONE ADAPTER | [9 empty] | EM-381
|  |  | RESI | CISCO | SF-100D-05 | [9 empty] | EM-382
|  |  | RESOURCE DM | CISCO | SF-100D-05 | [9 empty] | EM-383
|  |  | RF CODE | CISCO | SF102-24 | [9 empty] | EM-384
|  |  | RICOH | CISCO | SF200-24 | [9 empty] | EM-385
|  |  | RIELLO | CISCO | SF300-24 | [9 empty] | EM-39
|  |  | RING | CISCO | SF90D-08 | [9 empty] | EM-4
|  |  | RIPPLES | CISCO | SF90D-16 | [9 empty] | EM-40
|  |  | RLE | CISCO | SF95D-08 | [9 empty] | EM-41
|  |  | ROCKWELL | CISCO | SF95D-16 | [9 empty] | EM-42
|  |  | ROKU | CISCO | SG250-26 | [9 empty] | EM-43
|  |  | ROSEMOUNT | CISCO | SG300-10 | [9 empty] | EM-44
|  |  | RRT | CISCO | SG300-10SFP | [9 empty] | EM-45
|  |  | RSCAT | CISCO | SG300-28 | [9 empty] | EM-46
|  |  | RTA | CISCO | SG350-28 | [9 empty] | EM-47
|  |  | S+S REGELTECHNIK | CISCO | SG95D-08 | [9 empty] | EM-48
|  |  | SAFESCAN | CISCO | SPA112 2-PORT PHONE ADAPTER | [9 empty] | EM-49
|  |  | SAIA BURGESS | CISCO | SWITCHE90C5A | [9 empty] | EM-5
|  |  | SAINT GOBAIN | CISCO | WC-C2960X-48TS-IN | [9 empty] | EM-50
|  |  | SAKKARAH | CISCO | SG95-24 | [9 empty] | EM-501
|  |  | SAMSUNG | CISCO | SG 100D-08 | [9 empty] | EM-502
|  |  | SAN TELEQUIP | CISCO | 3850-24-POE | [9 empty] | EM-503
|  |  | SAN TELEQUIP PVT. LTD | CISCO | WS-UPOE-12VPSPL | [9 empty] | EM-504
|  |  | SATEC | CISCO | CATALYST 2960-XR | [9 empty] | EM-505
|  |  | SATO | CISCO | SF110D-05 | [9 empty] | EM-506
|  |  | SAUNTER | CISCO | BUILDING MEDIATOR | [9 empty] | EM-507
|  |  | SAUTER | CITEC | ESD SERIES DX SYSTEM | [9 empty] | EM-508
|  |  | SAVARIA | CLEAN ROBOTICS | ZERO | [9 empty] | EM-509
|  |  | SCHAERER | CLEAN ROOMS INTL | SAM MS 3S NCR | [9 empty] | EM-51
|  |  | SCHNEIDER | CLEAN ROOMS INTL | SAM24 MS 3S NCR | [9 empty] | EM-510
|  |  | SCHNEIDER ELECTRIC | CLIMACOOL | UCA070 | [9 empty] | EM-511
|  |  | SDMO | CLIMAVENETA | ACCURATE I-ADU | [9 empty] | EM-512
|  |  | SE ADAPTOLUX | CLIMAVENETA | ACCURATE I-AXO | [9 empty] | EM-513
|  |  | SEAGA | CLMBR | CLCN21 | [9 empty] | EM-514
|  |  | SECOMEA | COFFEE DAY | INDUS+ | [9 empty] | EM-515
|  |  | SECURITON | COLMAC | CXS CONTROLLER | [9 empty] | EM-516
|  |  | SEL | COMBILENT | DSCP10725 | [9 empty] | EM-517
|  |  | SELEC CONTROLS | COMFILE | CPCV5-070WR | [9 empty] | EM-518
|  |  | SENSAPHONE | COMPOLOGY | NOT VERIFIED | [9 empty] | EM-519
|  |  | SENVA | COMPOLOGY | R12 | [9 empty] | EM-52
|  |  | SFACE900 | COMPOLOGY | REFUSE | [9 empty] | EM-520
|  |  | SHARP | COMPOLOGY | R13 | [9 empty] | EM-521
|  |  | SHENITECH | COMPOLOGY | R13 | [9 empty] | EM-522
|  |  | SHENZEN SHI FANG COMMUNICATION | COMPULAB | NOT VERIFIED | [9 empty] | EM-523
|  |  | SHINWOO | COMPUTERLINK | CUSTOM | [9 empty] | EM-524
|  |  | SICOTRONIC | CONCEPT | ROWERG WITH PM5 | [9 empty] | EM-525
|  |  | SIDEWALK LABS | CONCEPT | CONCEPT2 | [9 empty] | EM-526
|  |  | SIEMENS | CONCEPT 2 | E | [9 empty] | EM-527
|  |  | SIERRA | CONCEPT 2 | E | [9 empty] | EM-528
|  |  | SIERRA MONITOR | CONCEPT2 | MODEL E - PM4 | [9 empty] | EM-529
|  |  | SIERRA MONITORING | CONCEPT2 | PM4 | [9 empty] | EM-53
|  |  | SIGNIFI | CONCEPT2 | PM5 | [9 empty] | EM-530
|  |  | SIKLU | CONCEPT2 | SKIERG | [9 empty] | EM-531
|  |  | SIMBADDA | CONCEPT2 | CONCEPT 2 PMS | [9 empty] | EM-532
|  |  | SIMPLYNUC | CONIUGO GMBH | LTE MODEM LAN HT | [9 empty] | EM-533
|  |  | SMA | CONNECTEDIO | EMUROUTER ER1000T-NA | [9 empty] | EM-534
|  |  | SMARTBUILD | CONNECTEDIO | EMUROUTER ER1000T-NA | [9 empty] | EM-535
|  |  | SMARTSENSE | CONSERVEIT | JACE 8000 | [9 empty] | EM-54
|  |  | SMSEAGLE | CONTEMPORARY CONTROLS | BAS | [9 empty] | EM-55
|  |  | SOCOMEC | CONTEMPORARY CONTROLS | CTRLINK | [9 empty] | EM-56
|  |  | SOLAREDGE | CONTEMPORARY CONTROLS | EIBA5 | [9 empty] | EM-57
|  |  | SOMFY | CONTEMPORARY CONTROLS | EIS-4 | [9 empty] | EM-58
|  |  | SONCCI | CONTEMPORARY CONTROLS | EIS6-100T | [9 empty] | EM-59
|  |  | SONOS | CONTEMPORARY CONTROLS | EISK8-100T | [9 empty] | EM-6
|  |  | SONTEX | CONTEMPORARY CONTROLS | EISK5 | [9 empty] | EM-60
|  |  | SONY | CONTEMPORARY CONTROLS | EISK5-GT | [9 empty] | EM-61
|  |  | SPARE-IT | CONTEMPORARY CONTROLS | EISK5-GT | [9 empty] | EM-62
|  |  | SPECTRA | CONTEMPORARY CONTROLS | EISK5-GT | [9 empty] | EM-63
|  |  | SPEECH PRIVACY SYSTEMS | CONTEMPORARY CONTROLS | BASGLX-M1 | [9 empty] | EM-64
|  |  | SPIIO | CONTEMPORARY CONTROLS | BASGATEWAYLX | [9 empty] | EM-65
|  |  | SPIRE METERING | CONTEMPORARY CONTROLS | BASROUTERLX | [9 empty] | EM-66
|  |  | SPX COOLING | CONTEMPORARY CONTROLS | SKORPION EISK5-GT | [9 empty] | EM-67
|  |  | SQUARE D | CONTEMPORARY CONTROLS | BASRT-B | [9 empty] | EM-68
|  |  | SQUNZN | CONTROL ID | REP IDCLASS | [9 empty] | EM-69
|  |  | STAR ELECTRONIC | CONTROL SOL INC | BABEL BUSTER 2 | [9 empty] | EM-7
|  |  | STARLINE POWER | CONVOTHERM | COMBI STEAMER | [9 empty] | EM-70
|  |  | STEINEL | COOL AUTOMATION | COOLMASTERNET | [9 empty] | EM-71
|  |  | STONEU | COOL AUTOMATION | COOLMASTERPRO | [9 empty] | EM-72
|  |  | STONEU TECH | COOL COMPACT | VINTOS | [9 empty] | EM-73
|  |  | STULZ | COOPER | CKM 18 | [9 empty] | EM-74
|  |  | SUBZERO | COOPER ATKINS | 15501 | [9 empty] | EM-75
|  |  | SUITABLE TECHNOLOGIES | CORE HEALTH & FITNESS, LLC | HIIT CONSOLE | [9 empty] | EM-76
|  |  | SUNFULL | COREHANDF | STAIRMASTER 8 | [9 empty] | EM-77
|  |  | SUNLUX TECH | COREHANDF | STAIRMASTER 10G | [9 empty] | EM-78
|  |  | SUPER MICRO | CORRIGO | E151DW-3 | [9 empty] | EM-79
|  |  | SUPERIOR REX | COTRUST | H35-00 | [9 empty] | EM-8
|  |  | SUPERMICRO | CRADLEPOINT | COR IBR600B | [9 empty] | EM-80
|  |  | SUPREMA | CRADLEPOINT | MBR95 | [9 empty] | EM-81
|  |  | SWEGON | CRADLEPOINT | N/A | [9 empty] | EM-82
|  |  | SWISSCOM | CRESTRON | CEN-SW-POE-5 | [9 empty] | EM-83
|  |  | SYNAPSYS | CRESTRON | PRO3 3-SERIES | [9 empty] | EM-84
|  |  | SYNEL | CRESTRON | DIN-AP3 | [9 empty] | EM-85
|  |  | SYNEX | CRESTRON | DIN-DALI-2 | [9 empty] | EM-86
|  |  | SYNOLOGY | CRESTRON | DM-MD8X8 | [9 empty] | EM-87
|  |  | SYSTEMAIR | CRESTRON | DVPHD | [9 empty] | EM-88
|  |  | SYXTHSENSE&PRODUAL | CRESTRON | TSA-1052 | [9 empty] | EM-89
|  |  | T-LINK | CRESTRON | TSS-7-B-S | [9 empty] | EM-9
|  |  | TACO | CRESTRON | TSW-752 | [9 empty] | EM-90
|  |  | TAS GMBH & CO. KG | CROSSFIRE | EU - E | [9 empty] | EM-91
|  |  | TATA | CUMMINS | CUSTOM | [9 empty] | EM-92
|  |  | TBS | CUMMINS | CUSTOM | [9 empty] | EM-93
|  |  | TBS SWITZERLAND | CUMMINS | COMMAND CONTROLLER | [9 empty] | EM-94
|  |  | TCL | CUMMINS | COMMAND CONTROLLER | [9 empty] | EM-95
|  |  | TCT VENTURES | CUMMINS | OTPC | [9 empty] | EM-96
|  |  | TEABOT | CUMMINS | DFEK 500KW GENERATOR | [9 empty] | EM-97
|  |  | TECHNICOLOR | CUSTOM | PC | [9 empty] | EM-98
|  |  | TECHNOGYM | CUSTOM BUILT PC | ASUS ROG STRIX | [9 empty] | EM-99
|  |  | TELEGARTNER | CUSTOM BUILT PC | CUSTOM | [9 empty] | FAN-1
|  |  | TELEZYGOLOGY | CYBEX | 770R RECUMBENT BIKE | [9 empty] | FAN-10
|  |  | TELIT CINTERION | CYLON | COMMAND CENTRE | [9 empty] | FAN-100
|  |  | TELTONIKA | CYLON | UC32.NETK/WEB/MOD | [9 empty] | FAN-101
|  |  | TEMCO CONTROLS | CYLON | INTEGRA IT-8000 | [9 empty] | FAN-102
|  |  | TEMPALERT | CYLON | INTEGRA IT-8000 | [9 empty] | FAN-103
|  |  | TEMPERZONE | CYLON | UC32.NETK | [9 empty] | FAN-104
|  |  | TEMPMASTER | CYLON | UC32.NETK | [9 empty] | FAN-105
|  |  | TENDA | CYLON | UC32.NETK | [9 empty] | FAN-106
|  |  | TERRA | CYLON | UC32.NETK | [9 empty] | FAN-107
|  |  | TESTO | CYLON | UC32.NETK | [9 empty] | FAN-108
|  |  | THEBEN | CYLON | UC32.NETK/WEB/MOD | [9 empty] | FAN-109
|  |  | THERMOKON | CYLON | UC32.NETK/WEB/MOD | [9 empty] | FAN-11
|  |  | THERMOPLAN | CYLON | UC32NETK/ELC/WEB/MOD | [9 empty] | FAN-110
|  |  | THITTANIX | D-LINK | DES 1008A | [9 empty] | FAN-111
|  |  | TIME MACHINE KK | D-LINK | DES 1008C | [9 empty] | FAN-112
|  |  | TIMELINK | D-LINK | DES-1005A | [9 empty] | FAN-113
|  |  | TITUS | D-LINK | DES-1005C | [9 empty] | FAN-114
|  |  | TIVO | D-LINK | DES-1005E | [9 empty] | FAN-115
|  |  | TONGDY | D-LINK | DES-1008A | [9 empty] | FAN-116
|  |  | TOSHIBA | D-LINK | DES-1016A | [9 empty] | FAN-117
|  |  | TP-LINK | D-LINK | DGS-1016C | [9 empty] | FAN-118
|  |  | TPLINK | D-LINK | DES-1016D | [9 empty] | FAN-119
|  |  | TRAKA | D-LINK | DES-1024D | [9 empty] | FAN-12
|  |  | TRANE | D-LINK | DES-105 | [9 empty] | FAN-120
|  |  | TRANSACT | D-LINK | DES-1100-24 | [9 empty] | FAN-121
|  |  | TRANSITION NETWORKS | D-LINK | DES1024C | [9 empty] | FAN-122
|  |  | TRAXON E:CUE | D-LINK | DGS 1016A | [9 empty] | FAN-123
|  |  | TREND | D-LINK | DGS-1005A | [9 empty] | FAN-124
|  |  | TRENDNET | D-LINK | DGS-1008A | [9 empty] | FAN-125
|  |  | TRIACTA | D-LINK | DGS-1024D | [9 empty] | FAN-126
|  |  | TRIDIUM | D-LINK | DGS-1210-20 | [9 empty] | FAN-127
|  |  | TROX | D-LINK | DGS-1210-28 | [9 empty] | FAN-128
|  |  | TTK | D-LINK | DGS-1210-52 | [9 empty] | FAN-129
|  |  | TTK SAS | D-LINK | DWR-921 | [9 empty] | FAN-13
|  |  | TURBOCHEF | D-LINK | DWR-921 | [9 empty] | FAN-130
|  |  | TYRELL | D-LINK | DAP-2553 | [9 empty] | FAN-131
|  |  | TZ | D-LINK | DGS-108 | [9 empty] | FAN-132
|  |  | UBIQUITI | D-LINK | DGS-108 | [9 empty] | FAN-133
|  |  | UGE | D-LINK | 10-PORT GIGABIT SMART SWITCH | [9 empty] | FAN-134
|  |  | UKG | D-LINK | ** D-LINK DXS121012SC | [9 empty] | FAN-135
|  |  | ULTIMAKER | D-LINK | DXS-1210-12SC | [9 empty] | FAN-136
|  |  | UMIDIGI | D-LINK | ** DAP-1522 | [9 empty] | FAN-137
|  |  | UNITED TECHNOLOGIES (UTC) | DAHUA | DH-PFS3110 | [9 empty] | FAN-138
|  |  | UNKNOWN | DAHUA | DH-PFS3106-4T | [9 empty] | FAN-139
|  |  | USR IOT | DAIKIN | ARC452A6 | [9 empty] | FAN-14
|  |  | USYSTEMS | DAIKIN | DMS502B51 | [9 empty] | FAN-140
|  |  | VAISALA | DAIKIN | DMS502B51 | [9 empty] | FAN-141
|  |  | VALENT | DAIKIN | DCM601A51 | [9 empty] | FAN-142
|  |  | VANTAGE | DAIKIN | DMS502 | [9 empty] | FAN-143
|  |  | VENDIMAN | DAIKIN | DMS502B51 | [9 empty] | FAN-144
|  |  | VENTO CONNECT | DAIKIN | DMS502B71 | [9 empty] | FAN-145
|  |  | VENTURER | DAIKIN | ITOUCH CONTROLLER | [9 empty] | FAN-146
|  |  | VERDIGRIS | DAIKIN | ITOUCH MANAGER | [9 empty] | FAN-147
|  |  | VERIS | DAIKIN | ITOUCH MONITOR | [9 empty] | FAN-148
|  |  | VERIS INDUSTRIES | DAIKIN | MASTERSTATION III DBACS | [9 empty] | FAN-149
|  |  | VERIZON | DAIKIN | NOT VERIFIED | [9 empty] | FAN-15
|  |  | VERTIV | DAIKIN | DCM 601 A71 | [9 empty] | FAN-150
|  |  | VIABOT | DAIKIN | DCS601C51 | [9 empty] | FAN-151
|  |  | VIEW INC | DAIKIN | DTA116A51 | [9 empty] | FAN-152
|  |  | VIEW SONIC | DAIKIN | FXAQ24PVJU | [9 empty] | FAN-153
|  |  | VIGILANCE | DAIKIN | FXMQ72MVJU | [9 empty] | FAN-154
|  |  | VIRRY | DAIKIN | FWW200VC | [9 empty] | FAN-155
|  |  | VISAM | DAIKIN | FWW400VC | [9 empty] | FAN-156
|  |  | VIVREAU | DAIKIN | FWW300VC | [9 empty] | FAN-157
|  |  | VIZIO | DAIKIN | FWW800VC | [9 empty] | FAN-158
|  |  | VKI | DAIKIN | FWW600VC | [9 empty] | FAN-159
|  |  | VSI | DAIKIN | RXYQ16PRY6 | [9 empty] | FAN-16
|  |  | VYKON | DAIKIN | RXYQ14PRY6 | [9 empty] | FAN-160
|  |  | WAGO | DAIKIN | FXMQ48PBVJU | [9 empty] | FAN-161
|  |  | WALCHEM | DAIKIN | DKN PLUS INTERFACE | [9 empty] | FAN-162
|  |  | WATTBIKE | DAIKIN | WCCW5036 | [9 empty] | FAN-163
|  |  | WATTMASTER CONTROLS | DAIKIN | RXYQ12PRY6 | [9 empty] | FAN-164
|  |  | WATTSTOPPER | DAIKIN | RXYQ10PRY6 | [9 empty] | FAN-165
|  |  | WEATHERMATIC | DAIKIN | RSUQ4AVM | [9 empty] | FAN-166
|  |  | WEATHERTRAK | DAIKIN | FXFQ50AVM | [9 empty] | FAN-167
|  |  | WEBCTRL | DAIKIN | FXMQ100PAVE | [9 empty] | FAN-168
|  |  | WEGOT | DAIKIN | FCFC60AV1MF | [9 empty] | FAN-169
|  |  | WEIDMUELLER | DAIKIN | FXMQ-NVE | [9 empty] | FAN-17
|  |  | WEIDMULLER | DAIKIN | RXQ10ARY6 | [9 empty] | FAN-170
|  |  | WEINTEK | DAIKIN | MINI CHILLER | [9 empty] | FAN-171
|  |  | WEINZIERL | DAIKIN | POLARA 3.0T IDU | [9 empty] | FAN-172
|  |  | WESTELL | DAIKIN | FXFSQ100ARV16 | [9 empty] | FAN-173
|  |  | WESTERMO | DAIKIN | FXFSQ125ARV16 | [9 empty] | FAN-174
|  |  | WETEK | DAIKIN | TRAILBLAZER AGZ CHILLER | [9 empty] | FAN-175
|  |  | WILO | DAIKIN | VRV-IV S HEAT PUMP | [9 empty] | FAN-176
|  |  | WINLAND ELECTRONICS | DAIKIN | AGZ-E SCROLL CHILLER | [9 empty] | FAN-177
|  |  | WINTERHALTER | DAIKIN | FUW CABINET AHU | [9 empty] | FAN-178
|  |  | WITTENBORG | DAIKIN | FWW-DA | [9 empty] | FAN-179
|  |  | WMF | DAIKIN | MICROTECH 4 (MT4) | [9 empty] | FAN-18
|  |  | WOODWARD | DAINTREE | WAC60 | [9 empty] | FAN-180
|  |  | WOODWAY | DANFOSS | AK-SM 820 | [9 empty] | FAN-181
|  |  | WTEC | DANFOSS | FC 102 | [9 empty] | FAN-182
|  |  | XBOX | DANFOSS | 132F0058 | [9 empty] | FAN-183
|  |  | XIAOMI | DANFOSS | FC 101 | [9 empty] | FAN-184
|  |  | XORO | DANFOSS | FC 51 | [9 empty] | FAN-185
|  |  | XTRALIS | DATA AIRE | DAPW-0512-P | [9 empty] | FAN-186
|  |  | XYLEM | DE JONG DUKE | VIRTU | [9 empty] | FAN-187
|  |  | YAMAHA | DE JONG DUKE | VIRTU | [9 empty] | FAN-188
|  |  | YAP ENG | DEI | RTU101-C | [9 empty] | FAN-189
|  |  | YASKAWA | DELAB | PQM-1000S | [9 empty] | FAN-19
|  |  | YEELIGHT | DELL | POWERCONNECT 5324 | [9 empty] | FAN-190
|  |  | YES. | DELL | TZ300 | [9 empty] | FAN-191
|  |  | YORK | DELL | X1026 | [9 empty] | FAN-192
|  |  | YUNHUI | DELL | CHROMEBOOK 7310 | [9 empty] | FAN-193
|  |  | YUTAKA | DELL | CHROMEBOOK 13 | [9 empty] | FAN-194
|  |  | ZAN COMPUTE | DELL | CHROMEBOOK 13 | [9 empty] | FAN-195
|  |  | ZEBRA | DELL | CHROMEBOOK13 P66G | [9 empty] | FAN-196
|  |  | ZECO AIRCON | DELL | INSPIRON | [9 empty] | FAN-197
|  |  | ZIEGLER | DELL | INSPIRON 2 IN 1 14" | [9 empty] | FAN-198
|  |  | ZIEHL | DELL | INSPIRON 3470 | [9 empty] | FAN-199
|  |  | ZIEHL-ABEGG | DELL | INSPIRON 3650 | [9 empty] | FAN-2
|  |  | ZIP | DELL | INSPIRON 3847 | [9 empty] | FAN-20
|  |  | ZIP ASSIST | DELL | LATITUDE 3470 | [9 empty] | FAN-200
|  |  | ZKTECO | DELL | NOT VERIFIED | [9 empty] | FAN-201
|  |  | ZOTAC | DELL | OPTIPLEX | [9 empty] | FAN-202
|  |  | ZTE | DELL | OPTIPLEX 3020 | [9 empty] | FAN-203
|  |  | ZUMTOBEL | DELL | OPTIPLEX 3030 AIO SERIES | [9 empty] | FAN-204
|  |  | ZYXEL | DELL | OPTIPLEX 3050 | [9 empty] | FAN-205
|  |  |  | DELL | OPTIPLEX 380 | [9 empty] | FAN-206
|  |  |  | DELL | OPTIPLEX 390 | [9 empty] | FAN-207
|  |  |  | DELL | OPTIPLEX 5050 | [9 empty] | FAN-208
|  |  |  | DELL | OPTIPLEX 7010 | [9 empty] | FAN-209
|  |  |  | DELL | OPTIPLEX 3020 | [9 empty] | FAN-21
|  |  |  | DELL | POWER EDGE R430 | [9 empty] | FAN-210
|  |  |  | DELL | POWER EDGE R340 | [9 empty] | FAN-211
|  |  |  | DELL | POWEREDGE | [9 empty] | FAN-212
|  |  |  | DELL | POWEREDGE 12230 | [9 empty] | FAN-213
|  |  |  | DELL | POWEREDGE 2950 | [9 empty] | FAN-214
|  |  |  | DELL | POWEREDGE R220 | [9 empty] | FAN-215
|  |  |  | DELL | POWEREDGE R230 | [9 empty] | FAN-216
|  |  |  | DELL | POWEREDGE R430 | [9 empty] | FAN-217
|  |  |  | DELL | POWEREDGE T430 | [9 empty] | FAN-218
|  |  |  | DELL | POWEREDGE T20 | [9 empty] | FAN-219
|  |  |  | DELL | PRECISION 3520 | [9 empty] | FAN-22
|  |  |  | DELL | PRECISION T1700 | [9 empty] | FAN-220
|  |  |  | DELL | PRECISION T5600 | [9 empty] | FAN-221
|  |  |  | DELL | PRESICION T3600 | [9 empty] | FAN-222
|  |  |  | DELL | SERVER POWER EDGE T630 | [9 empty] | FAN-223
|  |  |  | DELL | SMA 200 | [9 empty] | FAN-224
|  |  |  | DELL | T1700 | [9 empty] | FAN-225
|  |  |  | DELL | T30 POWER EDGE | [9 empty] | FAN-226
|  |  |  | DELL | T320 | [9 empty] | FAN-227
|  |  |  | DELL | VOSTRO | [9 empty] | FAN-228
|  |  |  | DELL | VOSTRO 3558 | [9 empty] | FAN-229
|  |  |  | DELL | W18B | [9 empty] | FAN-23
|  |  |  | DELL | WINDOWS SERVER 2008 R2 | [9 empty] | FAN-230
|  |  |  | DELL | PRECISION 5280 | [9 empty] | FAN-231
|  |  |  | DELL | PRECISION T3630 | [9 empty] | FAN-232
|  |  |  | DELL | POWEREDGE R240 | [9 empty] | FAN-233
|  |  |  | DELL | PRECISION 3431 | [9 empty] | FAN-234
|  |  |  | DELL | D11S004 | [9 empty] | FAN-235
|  |  |  | DELL | D11S004 | [9 empty] | FAN-236
|  |  |  | DELL | POWEREDGE T340 | [9 empty] | FAN-237
|  |  |  | DELL | POWEREDGE T440 | [9 empty] | FAN-238
|  |  |  | DELL | OPTIPLEX 7080 | [9 empty] | FAN-239
|  |  |  | DELL | OPTIPLEX 3070 | [9 empty] | FAN-24
|  |  |  | DELL | OPTIPLEX 3080 | [9 empty] | FAN-240
|  |  |  | DELL | VOSTRO 3470 | [9 empty] | FAN-241
|  |  |  | DELL | WINDOWS SERVER | [9 empty] | FAN-242
|  |  |  | DELL | WINDOWS SERVER | [9 empty] | FAN-243
|  |  |  | DELL | VOSTRO 3471 | [9 empty] | FAN-244
|  |  |  | DELL | POWEREDGE T40 | [9 empty] | FAN-245
|  |  |  | DELL | POWEREDGE R440 | [9 empty] | FAN-246
|  |  |  | DELL | PRECISION 3660 TOWER | [9 empty] | FAN-247
|  |  |  | DELL | OPTIPLEX 5080 | [9 empty] | FAN-248
|  |  |  | DELL | PRECISION 3640 TOWER | [9 empty] | FAN-249
|  |  |  | DELL | POWEREDGE R540 | [9 empty] | FAN-25
|  |  |  | DELL | PRECISION 3650 TOWER | [9 empty] | FAN-250
|  |  |  | DELL | VOSTRO 3681 | [9 empty] | FAN-251
|  |  |  | DELL | OPTIPLEX 5000 | [9 empty] | FAN-252
|  |  |  | DELL | POWEREDGE R250 | [9 empty] | FAN-253
|  |  |  | DELL | PRECISION 3240 | [9 empty] | FAN-254
|  |  |  | DELL | INSPIRON 3910 | [9 empty] | FAN-255
|  |  |  | DELL | INSPIRON 3268 | [9 empty] | FAN-256
|  |  |  | DELL | OPTIPLEX 7090 | [9 empty] | FAN-257
|  |  |  | DELL | OPTIPLEX 5090 | [9 empty] | FAN-258
|  |  |  | DELL | POWEREDGE T550 | [9 empty] | FAN-259
|  |  |  | DELL | POWEREDGE R350 | [9 empty] | FAN-26
|  |  |  | DELL | VOSTRO 3710 | [9 empty] | FAN-260
|  |  |  | DELL | LATITUDE 5430 | [9 empty] | FAN-261
|  |  |  | DELL | PRECISION 3930 RACK | [9 empty] | FAN-262
|  |  |  | DELL | OPTIPLEX 7070 | [9 empty] | FAN-263
|  |  |  | DELMATIC | IPDBW6 | [9 empty] | FAN-264
|  |  |  | DELMATIC | IPDBW6 | [9 empty] | FAN-265
|  |  |  | DELMATIC | 123C2 DALI 5 GANG | [9 empty] | FAN-266
|  |  |  | DELMATIC | 164B1-GFO | [9 empty] | FAN-267
|  |  |  | DELMATIC | 164B1 | [9 empty] | FAN-268
|  |  |  | DELMATIC | 202A1 | [9 empty] | FAN-269
|  |  |  | DELMATIC | 119D2 DALI-2 SWITCH | [9 empty] | FAN-27
|  |  |  | DELMATIC | 164D2_SM MULTISENSOR | [9 empty] | FAN-270
|  |  |  | DELTA | DELTA DAC 1146E | [9 empty] | FAN-271
|  |  |  | DELTA | O3-DIN-SRC | [9 empty] | FAN-272
|  |  |  | DELTA | E-BCON-2 | [9 empty] | FAN-273
|  |  |  | DELTA | E-BCON-2 | [9 empty] | FAN-274
|  |  |  | DELTA | DPH 60KVA-LV | [9 empty] | FAN-275
|  |  |  | DELTA | AS SERIES PLC | [9 empty] | FAN-276
|  |  |  | DELTA | DOP-100 ADVANCED HMI | [9 empty] | FAN-277
|  |  |  | DELTA CONTROLS | COPPERCUBE | [9 empty] | FAN-278
|  |  |  | DELTA CONTROLS | DSM-RTR | [9 empty] | FAN-279
|  |  |  | DELTA CONTROLS | EBMGR | [9 empty] | FAN-28
|  |  |  | DELTA CONTROLS | COPPERCUBE ECORE | [9 empty] | FAN-280
|  |  |  | DELTA CONTROLS | GES324NT | [9 empty] | FAN-281
|  |  |  | DELTA CONTROLS | NT SERIES | [9 empty] | FAN-282
|  |  |  | DELTA CONTROLS | O3-DIN-CPU | [9 empty] | FAN-283
|  |  |  | DELTA CONTROLS | EBCON-2 | [9 empty] | FAN-284
|  |  |  | DELTA CONTROLS | O3-SENSE-00 | [9 empty] | FAN-285
|  |  |  | DELTA CONTROLS | EZV-440 | [9 empty] | FAN-286
|  |  |  | DELTA CONTROLS | DAC 1180E | [9 empty] | FAN-287
|  |  |  | DELTA CONTROLS | RED5 SERIES | [9 empty] | FAN-288
|  |  |  | DELTA CONTROLS | ENTELIZONE | [9 empty] | FAN-289
|  |  |  | DELTA CONTROLS | FIELD MODULE DFM-400 | [9 empty] | FAN-29
|  |  |  | DELTA CONTROLS | FIELD MODULE DFM-440 | [9 empty] | FAN-290
|  |  |  | DELTA ELEC | GES264NT | [9 empty] | FAN-291
|  |  |  | DENCO | DENCO C3-05 | [9 empty] | FAN-292
|  |  |  | DENCO | C3-05 | [9 empty] | FAN-293
|  |  |  | DENCO | C3-05 | [9 empty] | FAN-294
|  |  |  | DENON | AVR-X1600H | [9 empty] | FAN-295
|  |  |  | DENSITY | S5 | [9 empty] | FAN-296
|  |  |  | DENSITY | OA-1 | [9 empty] | FAN-297
|  |  |  | DENSITY | ENTRY LONG RANGE | [9 empty] | FAN-298
|  |  |  | DENT | POWERSCOUT 48 HD | [9 empty] | FAN-299
|  |  |  | DENT | POWERSCOUT 12 HD | [9 empty] | FAN-3
|  |  |  | DENT | POWERSCOUT 24 HD | [9 empty] | FAN-30
|  |  |  | DENT | POWERSCOUT 3 HD | [9 empty] | FAN-300
|  |  |  | DEOS | DSS-CERMC SERIES | [9 empty] | FAN-301
|  |  |  | DEOS | HUMIDITY TRANSMITTER | [9 empty] | FAN-302
|  |  |  | DEOS | DSS-CMD5B1 SERIES | [9 empty] | FAN-303
|  |  |  | DETEC SYSTEMS | DX250 FMS | [9 empty] | FAN-304
|  |  |  | DIALOG | 72201R-240 | [9 empty] | FAN-305
|  |  |  | DIEHL | SHARKY 775 | [9 empty] | FAN-306
|  |  |  | DIEHL | HYDRUS ULTRASONIC METER | [9 empty] | FAN-307
|  |  |  | DIGI | CONNECTPORT X4 | [9 empty] | FAN-308
|  |  |  | DIGI | CONNECTPORT X4 | [9 empty] | FAN-309
|  |  |  | DIGI | TRANSPORT W21 | [9 empty] | FAN-31
|  |  |  | DIGI | CELLULAR GATEWAY | [9 empty] | FAN-310
|  |  |  | DIGI | CONNECT PORT X4 | [9 empty] | FAN-311
|  |  |  | DIGI | DIGI CONNECTPORT X4 GATEWAY | [9 empty] | FAN-312
|  |  |  | DIGI | CONNECTPORTX4 | [9 empty] | FAN-313
|  |  |  | DIGI | DIGIMESH 2.4 | [9 empty] | FAN-314
|  |  |  | DIGI | TM-ZP300-S | [9 empty] | FAN-315
|  |  |  | DIGI | WR21 | [9 empty] | FAN-316
|  |  |  | DIGI-CONNECT | CONNECTPORT X4 | [9 empty] | FAN-317
|  |  |  | DIGI-CONNECT | XBEE | [9 empty] | FAN-318
|  |  |  | DIGISOL | DG-GS1008DG | [9 empty] | FAN-319
|  |  |  | DINGTALK | M2 FACE RECOGNITION | [9 empty] | FAN-32
|  |  |  | DISH NETWORKS | HOPPER 3 | [9 empty] | FAN-320
|  |  |  | DISH NETWORKS | VIP211K | [9 empty] | FAN-321
|  |  |  | DISH NETWORKS | WALLY | [9 empty] | FAN-322
|  |  |  | DISTECH | EC-BOS-8 | [9 empty] | FAN-323
|  |  |  | DISTECH | ECY-PTU107 | [9 empty] | FAN-324
|  |  |  | DISTECH | ECY-PTU-208 | [9 empty] | FAN-325
|  |  |  | DISTECH | ECY-PTU-207 | [9 empty] | FAN-326
|  |  |  | DISTECH | ECY-S1000 | [9 empty] | FAN-327
|  |  |  | DISTECH | ECY-303-SEP | [9 empty] | FAN-328
|  |  |  | DISTECH | ECY-S1000E-SEP | [9 empty] | FAN-329
|  |  |  | DISTECH | ECY-VAV-SEP | [9 empty] | FAN-33
|  |  |  | DISTECH | ECY-TU-203-SEP | [9 empty] | FAN-330
|  |  |  | DISTECH | EC-BOS-2AX | [9 empty] | FAN-331
|  |  |  | DISTECH | EC-BOS-6AX | [9 empty] | FAN-332
|  |  |  | DISTECH | ECBPTU207 | [9 empty] | FAN-333
|  |  |  | DISTECH | ECBPTU207 | [9 empty] | FAN-334
|  |  |  | DISTECH | EC-SMART-COMFORT | [9 empty] | FAN-335
|  |  |  | DISTECH | EC-SMART-COMFORT | [9 empty] | FAN-336
|  |  |  | DISTECH | ALLURE UNITOUCH-W-CH | [9 empty] | FAN-337
|  |  |  | DISTECH | EC-SMART-VUE | [9 empty] | FAN-338
|  |  |  | DISTECH | ECY-TU-203 | [9 empty] | FAN-339
|  |  |  | DISTECH | ECB-VAV | [9 empty] | FAN-34
|  |  |  | DISTECH | ECB-203 | [9 empty] | FAN-340
|  |  |  | DISTECH | ECX-LIGHT-4DALI | [9 empty] | FAN-341
|  |  |  | DISTECH | ECX-BLIND SERIES | [9 empty] | FAN-342
|  |  |  | DISTECH | EC-MULTI-SENSOR-BLE | [9 empty] | FAN-343
|  |  |  | DISTECH | ECX-DISPLAY | [9 empty] | FAN-344
|  |  |  | DISTECH | EC-SMART-AIR | [9 empty] | FAN-345
|  |  |  | DISTECH | ECLYPSE APEX | [9 empty] | FAN-346
|  |  |  | DISTECH | ECB-103 | [9 empty] | FAN-347
|  |  |  | DISTECH | HORYZON-C7 | [9 empty] | FAN-348
|  |  |  | DISTECHC | ECY-PTU207 | [9 empty] | FAN-349
|  |  |  | DIVERSEY | 3.1 SUMA CNTRLR | [9 empty] | FAN-35
|  |  |  | DIVERSEY | 3.1 SUMA CONTROLLER | [9 empty] | FAN-350
|  |  |  | DIVERSEY | HOBART CL54ER | [9 empty] | FAN-351
|  |  |  | DIVERSEY | HOBART CLPS76ER | [9 empty] | FAN-352
|  |  |  | DIVERSEY | HOBART CLPS86ER | [9 empty] | FAN-353
|  |  |  | DIVERSEY | SC-2-4 | [9 empty] | FAN-354
|  |  |  | DIXELL | IPRO.GENIUS | [9 empty] | FAN-355
|  |  |  | DLINK | DAP-2553 | [9 empty] | FAN-356
|  |  |  | DLINK | DES 1005C | [9 empty] | FAN-357
|  |  |  | DLINK | DES-1008C | [9 empty] | FAN-358
|  |  |  | DLINK | DES-1008D | [9 empty] | FAN-359
|  |  |  | DLINK | DES-105 | [9 empty] | FAN-36
|  |  |  | DLINK | DES1105 | [9 empty] | FAN-360
|  |  |  | DLINK | DGS-1210-28 | [9 empty] | FAN-361
|  |  |  | DRAGINO | LPS8N LORAWAN GW | [9 empty] | FAN-362
|  |  |  | DRAPER | 2 | [9 empty] | FAN-363
|  |  |  | DRAPER | IPG | [9 empty] | FAN-364
|  |  |  | DRAPER | CNC | [9 empty] | FAN-365
|  |  |  | DRAYTEK | VIGOR2860LN | [9 empty] | FAN-366
|  |  |  | DRISTEEM | VAPOR LOGIC V5 | [9 empty] | FAN-367
|  |  |  | DRISTEEM | VAPOR LOGIC V6 | [9 empty] | FAN-368
|  |  |  | DWYER | TE-NND-B | [9 empty] | FAN-369
|  |  |  | DWYER | TE-END-B | [9 empty] | FAN-37
|  |  |  | DWYER | TE-DFG | [9 empty] | FAN-370
|  |  |  | DWYER | SERIES RHP-W | [9 empty] | FAN-371
|  |  |  | DWYER | SERIES CDT | [9 empty] | FAN-372
|  |  |  | DYNALITE | PDEG | [9 empty] | FAN-373
|  |  |  | DYNALITE | PDDEG-S | [9 empty] | FAN-374
|  |  |  | DYNASONICS | TFX-5000 | [9 empty] | FAN-375
|  |  |  | E CUE | BUTLER PRO | [9 empty] | FAN-376
|  |  |  | E CUE | BUTLER XT2 | [9 empty] | FAN-377
|  |  |  | E CUE | LCE2 | [9 empty] | FAN-378
|  |  |  | EAP ELECTRIC | FB4DI.2DO-R | [9 empty] | FAN-379
|  |  |  | EAP ELECTRIC | FB2DI.6AI-U.6AO-U | [9 empty] | FAN-38
|  |  |  | EASTRON | SDM630MCT-ML | [9 empty] | FAN-380
|  |  |  | EASTRON | SMART X 96-1 | [9 empty] | FAN-381
|  |  |  | EASYIO | 30P | [9 empty] | FAN-382
|  |  |  | EASYIO | FG-20+ | [9 empty] | FAN-383
|  |  |  | EASYIO | FG-32+ | [9 empty] | FAN-384
|  |  |  | EASYIO | J-600E | [9 empty] | FAN-385
|  |  |  | EASYIO | FS-32 | [9 empty] | FAN-386
|  |  |  | EASYIO | FW-14 | [9 empty] | FAN-387
|  |  |  | EASYIO | FW-08V | [9 empty] | FAN-388
|  |  |  | EASYIO | FS-32 | [9 empty] | FAN-389
|  |  |  | EASYIO | FW-14 V3 | [9 empty] | FAN-39
|  |  |  | EASYIO | FW-08 | [9 empty] | FAN-390
|  |  |  | EASYIO | FW-08 V3 | [9 empty] | FAN-391
|  |  |  | EASYIO | FW-08V V3 | [9 empty] | FAN-392
|  |  |  | EASYIO | FS-20 | [9 empty] | FAN-393
|  |  |  | EASYIO | FW-28 | [9 empty] | FAN-394
|  |  |  | EASYIO | FC-20 | [9 empty] | FAN-395
|  |  |  | EASYIO | FD-20I | [9 empty] | FAN-396
|  |  |  | EATON | PXES4P | [9 empty] | FAN-397
|  |  |  | EATON | 118 ITM | [9 empty] | FAN-398
|  |  |  | EATON | 5PX | [9 empty] | FAN-399
|  |  |  | EATON | 5PX2200IRT | [9 empty] | FAN-4
|  |  |  | EATON | 93E-40-D-MBS | [9 empty] | FAN-40
|  |  |  | EATON | 93E100DMBSBFHE | [9 empty] | FAN-400
|  |  |  | EATON | 93E20BMBS | [9 empty] | FAN-401
|  |  |  | EATON | 9PX 8KVA SPLITPHASE | [9 empty] | FAN-402
|  |  |  | EATON | BLADE UPS | [9 empty] | FAN-403
|  |  |  | EATON | BLADE UPS | [9 empty] | FAN-404
|  |  |  | EATON | EX3000 | [9 empty] | FAN-405
|  |  |  | EATON | HKD 65K | [9 empty] | FAN-406
|  |  |  | EATON | HMIVU06CUNB1 | [9 empty] | FAN-407
|  |  |  | EATON | IQ 250/260 | [9 empty] | FAN-408
|  |  |  | EATON | MAGNUM SB | [9 empty] | FAN-409
|  |  |  | EATON | NGH-C | [9 empty] | FAN-41
|  |  |  | EATON | NOT VERIFIED | [9 empty] | FAN-410
|  |  |  | EATON | POWER METER | [9 empty] | FAN-411
|  |  |  | EATON | POWERWAVE 9355 | [9 empty] | FAN-412
|  |  |  | EATON | POWERXPERT GATEWAY 900 | [9 empty] | FAN-413
|  |  |  | EATON | PXMP-MB | [9 empty] | FAN-414
|  |  |  | EATON | SPX 2200 | [9 empty] | FAN-415
|  |  |  | EATON | UNIPOWER | [9 empty] | FAN-416
|  |  |  | EATON | UNKNOWN | [9 empty] | FAN-417
|  |  |  | EATON | 93PR | [9 empty] | FAN-418
|  |  |  | EATON | 93PS | [9 empty] | FAN-419
|  |  |  | EATON | 9SX | [9 empty] | FAN-42
|  |  |  | EATON | 9PX | [9 empty] | FAN-420
|  |  |  | EATON | 5E850UI | [9 empty] | FAN-43
|  |  |  | EATON | 93E | [9 empty] | FAN-44
|  |  |  | EATON | NETWORK-M2 | [9 empty] | FAN-45
|  |  |  | EATON | POWER XPERT GATEWAY | [9 empty] | FAN-46
|  |  |  | EATON | NETWORK MS | [9 empty] | FAN-47
|  |  |  | EATON | INDGW-M2 | [9 empty] | FAN-48
|  |  |  | EATON | 3S550 | [9 empty] | FAN-49
|  |  |  | EATON | POWER XPERT | [9 empty] | FAN-5
|  |  |  | EBM-PAPST | R3G630-RB32-03 FAN | [9 empty] | FAN-50
|  |  |  | ECOLAB | 3D TRASAR | [9 empty] | FAN-51
|  |  |  | EDINA | INTELLYSIS BOX | [9 empty] | FAN-52
|  |  |  | EDPAC | E-20S | [9 empty] | FAN-53
|  |  |  | EDPAC | E-140S | [9 empty] | FAN-54
|  |  |  | EDPAC | E-30S | [9 empty] | FAN-55
|  |  |  | EDPAC | E-40S | [9 empty] | FAN-56
|  |  |  | EDPAC | E-105S | [9 empty] | FAN-57
|  |  |  | EDPAC | E-10S | [9 empty] | FAN-58
|  |  |  | EDWARDS (UTC) | EST 3 | [9 empty] | FAN-59
|  |  |  | EDWARDS (UTC) | PROTONODE | [9 empty] | FAN-6
|  |  |  | EEMAX | ACCUMIX II | [9 empty] | FAN-60
|  |  |  | EGRO | NEXT QUICK MILK | [9 empty] | FAN-61
|  |  |  | EGRO | NEXT QUICK MILK | [9 empty] | FAN-62
|  |  |  | EIJSINK | TIME ATTENDANCE | [9 empty] | FAN-63
|  |  |  | EIRCOM | EIRCOM | [9 empty] | FAN-64
|  |  |  | EL-PIAST | ELP11R32L | [9 empty] | FAN-65
|  |  |  | ELECOM | EHC-F05PA-W | [9 empty] | FAN-66
|  |  |  | ELITE GROUP | NOT VERIFIED | [9 empty] | FAN-67
|  |  |  | ELKAY | G529 | [9 empty] | FAN-68
|  |  |  | ELKAY | G529 | [9 empty] | FAN-69
|  |  |  | ELKAY | SMARTWELL | [9 empty] | FAN-7
|  |  |  | ELKAY | SMARTWELL | [9 empty] | FAN-70
|  |  |  | ELKAY | SMARTWELL | [9 empty] | FAN-71
|  |  |  | ELMEASURE | EN8400 | [9 empty] | FAN-72
|  |  |  | ELMEASURE | LG+5310 | [9 empty] | FAN-73
|  |  |  | ELMEASURE | LG6430 | [9 empty] | FAN-74
|  |  |  | ELMEASURE | LG6400 | [9 empty] | FAN-75
|  |  |  | ELMEASURE | LG6435 | [9 empty] | FAN-76
|  |  |  | ELMEASURE | EN8420N | [9 empty] | FAN-77
|  |  |  | ELMEASURE | LG 5120 | [9 empty] | FAN-78
|  |  |  | ELMEASURE | LG 1119 | [9 empty] | FAN-79
|  |  |  | ELMEASURE | EN 8420 | [9 empty] | FAN-8
|  |  |  | ELMEASURE | LG2520 | [9 empty] | FAN-80
|  |  |  | ELNET | ENERGY & POWER METER | [9 empty] | FAN-81
|  |  |  | ELO | TOUCH SOLUTION | [9 empty] | FAN-82
|  |  |  | ELO | I-SERIES 4 15 INCH | [9 empty] | FAN-83
|  |  |  | ELO | I-SERIES 4 22 INCH | [9 empty] | FAN-84
|  |  |  | ELOMA | GENIUSMT | [9 empty] | FAN-85
|  |  |  | ELSA SYSTEMS | 3L-SP | [9 empty] | FAN-86
|  |  |  | EMBEDIA | SOLARAI CONTROL POINT | [9 empty] | FAN-87
|  |  |  | EMCO ELECTRONICS | EE-303C | [9 empty] | FAN-88
|  |  |  | EMERSON | 1F86U-42WF | [9 empty] | FAN-89
|  |  |  | EMERSON | ICOM CONTROL BOARD | [9 empty] | FAN-9
|  |  |  | EMERSON | G536 | [9 empty] | FAN-90
|  |  |  | EMERSON | LIEBERT APM 150K | [9 empty] | FAN-91
|  |  |  | EMERSON | LIEBERT APS AS2 | [9 empty] | FAN-92
|  |  |  | EMERSON | LIEBERT NXR 120 | [9 empty] | FAN-93
|  |  |  | EMERSON | LIEBERT-SX | [9 empty] | FAN-94
|  |  |  | EMERSON | NOT VERIFIED | [9 empty] | FAN-95
|  |  |  | EMERSON | PDX-PCW | [9 empty] | FAN-96
|  |  |  | EMERSON | SX SERIES UPS | [9 empty] | FAN-97
|  |  |  | EMERSON | UHA3R-0200L | [9 empty] | FAN-98
|  |  |  | EMERSON | BF067ADBD005195 | [9 empty] | FAN-99
|  |  |  | EMERSON | SK2403 | [9 empty] | FM-1
|  |  |  | EMERSON | EHP-Z100X-TBB-001 | [9 empty] | FM-2
|  |  |  | EMERSON | OPEN COMMS WEB CARD | [9 empty] | FM-3
|  |  |  | EMERSON | ASCO 5450 | [9 empty] | FRZ-1
|  |  |  | EMERSON | VERSAMAX MODULAR | [9 empty] | FRZ-10
|  |  |  | EMS | MULTI-JET FLOW METER | [9 empty] | FRZ-11
|  |  |  | EMU AG | M-BUS CENTER 20 | [9 empty] | FRZ-12
|  |  |  | ENCELIUM | ECU102 | [9 empty] | FRZ-13
|  |  |  | ENCELIUM | EN-ECU-G4-P3D | [9 empty] | FRZ-14
|  |  |  | ENCELIUM | WIRED MANAGER | [9 empty] | FRZ-15
|  |  |  | ENCORE | ENH908-NWY | [9 empty] | FRZ-16
|  |  |  | ENDEAVOR | AT993E | [9 empty] | FRZ-17
|  |  |  | ENEFFEN | BACNET GATEWAY | [9 empty] | FRZ-18
|  |  |  | ENLIGHTED | EM-2-01 | [9 empty] | FRZ-19
|  |  |  | ENLIGHTED | EM-2-1S | [9 empty] | FRZ-2
|  |  |  | ENLIGHTED | EM-2-02 | [9 empty] | FRZ-20
|  |  |  | ENLIGHTED | ENERGY MANAGER | [9 empty] | FRZ-21
|  |  |  | ENLIGHTED | ENLIGHTED GW-2-01 | [9 empty] | FRZ-22
|  |  |  | ENLIGHTED | GW-2-01 | [9 empty] | FRZ-23
|  |  |  | ENLIGHTED | GW-2-01 | [9 empty] | FRZ-24
|  |  |  | ENLIGHTED | GW-2-01 | [9 empty] | FRZ-25
|  |  |  | ENLIGHTED | EM-2-03 | [9 empty] | FRZ-26
|  |  |  | ENVIROALERT | EA200-12 | [9 empty] | FRZ-27
|  |  |  | EO CHARGING | EO GENIUS | [9 empty] | FRZ-28
|  |  |  | EPAY SYSTEMS | WALTER T11 | [9 empty] | FRZ-3
|  |  |  | EPILOG | LASER MINI | [9 empty] | FRZ-4
|  |  |  | EPS NEXT GEN | XG-PCS-15D RIC | [9 empty] | FRZ-5
|  |  |  | EPSON | MR8400 | [9 empty] | FRZ-6
|  |  |  | ESSL | AIFACE-MARS | [9 empty] | FRZ-7
|  |  |  | EST3 | FSB-PC2 | [9 empty] | FRZ-8
|  |  |  | ET-DETECT | MESSAGE MASTER 4000 | [9 empty] | FRZ-9
|  |  |  | ETC | ECHOTOUCH MK2 | [9 empty] | GEN-1
|  |  |  | EUROMAG | MUT2200 WITH MC608 | [9 empty] | GEN-2
|  |  |  | EVCO | C-PRO 3 KILO EPK3DXP | [9 empty] | GEN-3
|  |  |  | EWON | FLEXY 201 | [9 empty] | GEN-4
|  |  |  | EXICOM | HE513161 | [9 empty] | GEN-5
|  |  |  | EXICOM | HE518671 | [9 empty] | GEN-6
|  |  |  | EXICOM | HARMONY WALL | [9 empty] | GEN-7
|  |  |  | EXICOM | EVDC BHARAT DC001 30KW | [9 empty] | GEN-8
|  |  |  | EXITRONIX | 900E EDGE-LIT SERIES | [9 empty] | GEN-9
|  |  |  | EXITRONIX | PEBC LED EXIT SIGN | [9 empty] | HLI-1
|  |  |  | EXITRONIX | PEBC | [9 empty] | HLI-10
|  |  |  | EXITRONIX | PEBC-S-U-WB-GC-BA-G3 | [9 empty] | HLI-100
|  |  |  | EXODRAFT | EBC 31 | [9 empty] | HLI-101
|  |  |  | EXOR | ESMART10 | [9 empty] | HLI-102
|  |  |  | EXOS | EXOS | [9 empty] | HLI-103
|  |  |  | EXOS | NOT VERIFIED | [9 empty] | HLI-104
|  |  |  | EXPRESSO | EXPRESSO HD | [9 empty] | HLI-105
|  |  |  | EZVIZ | C6CN | [9 empty] | HLI-106
|  |  |  | FEC | PP-9715W | [9 empty] | HLI-107
|  |  |  | FIELD SERVER | GW-2-01 | [9 empty] | HLI-108
|  |  |  | FIELD SERVER | SERIAL ETHERNET PROTONODE | [9 empty] | HLI-109
|  |  |  | FIELD SERVER | FPC-N35 | [9 empty] | HLI-11
|  |  |  | FLAKTGROUP | ECO SIDE AHU | [9 empty] | HLI-110
|  |  |  | FLAKTGROUP | WOODS EC BOX FAN | [9 empty] | HLI-111
|  |  |  | FLEXEM | FE 6000 SERIES-7INCH | [9 empty] | HLI-112
|  |  |  | FLOWDIGITAL | FD-AM | [9 empty] | HLI-113
|  |  |  | FLOWLINETW | TUF11 | [9 empty] | HLI-114
|  |  |  | FLOWTECH | EMFM-0552 | [9 empty] | HLI-115
|  |  |  | FLOWTHERM | NANOWATT IE5 BOOSTER | [9 empty] | HLI-116
|  |  |  | FLUIDWELL | F110 | [9 empty] | HLI-117
|  |  |  | FLUTEC | DFCR | [9 empty] | HLI-118
|  |  |  | FLUTEC | DFCR 240V-1P | [9 empty] | HLI-119
|  |  |  | FOUR FAITH | F4932 | [9 empty] | HLI-12
|  |  |  | FRANCE AIR | POWERPLAY MAX 90 | [9 empty] | HLI-120
|  |  |  | FRANCE AIR | KANA | [9 empty] | HLI-13
|  |  |  | FRANCE AIR | KANA | [9 empty] | HLI-14
|  |  |  | FRANCE AIR | HARMONY FINESSE | [9 empty] | HLI-15
|  |  |  | FRANKE | COFFEE MACHINE A600 | [9 empty] | HLI-16
|  |  |  | FRESE | OPTIMA COMPACT DN20 | [9 empty] | HLI-17
|  |  |  | FRESH & HONEST | STELLARA | [9 empty] | HLI-18
|  |  |  | FRITZ!BOX | 6840 LTE | [9 empty] | HLI-19
|  |  |  | FUJI ELECTRIC | ‎FALCON 5000 | [9 empty] | HLI-2
|  |  |  | FUJI ELECTRIC | ‎FALCON 7000 | [9 empty] | HLI-20
|  |  |  | FUJITSU | TERRA PC | [9 empty] | HLI-201
|  |  |  | FUJITSU | PRIMERGY TX1320 M4 | [9 empty] | HLI-202
|  |  |  | FUJITSU | PRIMERGY SERVER | [9 empty] | HLI-203
|  |  |  | FUJITSU | ESPRIMO P558/EXX+ | [9 empty] | HLI-204
|  |  |  | FUJITSU | NETWORK CONVERTOR | [9 empty] | HLI-205
|  |  |  | FUNCTIONAL DEVICES | PSH600 UPS | [9 empty] | HLI-206
|  |  |  | FUSHI ICE MOUNTAIN | FVM-CP | [9 empty] | HLI-207
|  |  |  | FUSHI ICE MOUNTAIN | VCM5000 | [9 empty] | HLI-208
|  |  |  | GAGGIA | LA SOLARE | [9 empty] | HLI-209
|  |  |  | GARRISON | LK120S | [9 empty] | HLI-21
|  |  |  | GAYLORD | AIRVANTAGE DCV-AV | [9 empty] | HLI-210
|  |  |  | GAYLORD | POLLUTION CNTRL UNIT | [9 empty] | HLI-211
|  |  |  | GESYTEC | EASYLON ROUTER + | [9 empty] | HLI-212
|  |  |  | GIADA | V SERIES | [9 empty] | HLI-213
|  |  |  | GIGA-BYTE | B360M-DS3H | [9 empty] | HLI-214
|  |  |  | GIGA-BYTE | DESKTOP PC | [9 empty] | HLI-215
|  |  |  | GIGA-BYTE | GB-BXBT-2807 | [9 empty] | HLI-216
|  |  |  | GIGA-BYTE | STU-6895 | [9 empty] | HLI-217
|  |  |  | GIGA-BYTE TECHNOLOGY CO | GIGA-BYTE DEVICE | [9 empty] | HLI-218
|  |  |  | GIRA | G1 POE | [9 empty] | HLI-219
|  |  |  | GLAMOX | E2D VERTEX APC G3 | [9 empty] | HLI-22
|  |  |  | GLOBAL CONTROL 5 | ISMA-B-MIX38-IP | [9 empty] | HLI-220
|  |  |  | GLOBAL CONTROL 5 | ISMA MG-IP | [9 empty] | HLI-221
|  |  |  | GLOBAL CONTROL 5 | ISMA-B-AAC20 | [9 empty] | HLI-222
|  |  |  | GLOBAL CONTROL 5 | ISMA-B-AAC20 | [9 empty] | HLI-223
|  |  |  | GLOBAL VR | NEED FOR SPEED | [9 empty] | HLI-224
|  |  |  | GLOBALSCALE | 003-DS2001 | [9 empty] | HLI-225
|  |  |  | GLORYSTAR | NEB215 | [9 empty] | HLI-226
|  |  |  | GLORYSTAR | NEB215 | [9 empty] | HLI-227
|  |  |  | GOOGLE | GFRG210 | [9 empty] | HLI-228
|  |  |  | GOOGLE | ANDROID 10 | [9 empty] | HLI-229
|  |  |  | GOOGLE | 2AOVU-SN8BABX | [9 empty] | HLI-23
|  |  |  | GOOGLE | AIRTV | [9 empty] | HLI-230
|  |  |  | GOOGLE | AREYDC73958M | [9 empty] | HLI-231
|  |  |  | GOOGLE | C1502W | [9 empty] | HLI-232
|  |  |  | GOOGLE | C302 | [9 empty] | HLI-233
|  |  |  | GOOGLE | CHROME | [9 empty] | HLI-234
|  |  |  | GOOGLE | CHROMECAST | [9 empty] | HLI-235
|  |  |  | GOOGLE | CHROMECAST | [9 empty] | HLI-236
|  |  |  | GOOGLE | GFHD100 | [9 empty] | HLI-237
|  |  |  | GOOGLE | GFHD200 | [9 empty] | HLI-238
|  |  |  | GOOGLE | GFLT110 | [9 empty] | HLI-239
|  |  |  | GOOGLE | HOME | [9 empty] | HLI-24
|  |  |  | GOOGLE | H2A | [9 empty] | HLI-240
|  |  |  | GOOGLE | HOME | [9 empty] | HLI-241
|  |  |  | GOOGLE | NEST HUB | [9 empty] | HLI-242
|  |  |  | GOOGLE | HOME MINI | [9 empty] | HLI-243
|  |  |  | GOOGLE | NEST HUB | [9 empty] | HLI-244
|  |  |  | GOOGLE | NEST HUB MAX | [9 empty] | HLI-245
|  |  |  | GOOGLE | NEXUS 9 | [9 empty] | HLI-246
|  |  |  | GOOGLE | NOT VERIFIED | [9 empty] | HLI-25
|  |  |  | GOOGLE | PIXEL | [9 empty] | HLI-26
|  |  |  | GOOGLE | PIXEL C | [9 empty] | HLI-27
|  |  |  | GOOGLE | PIXEL C | [9 empty] | HLI-28
|  |  |  | GOOGLE | PIXELBOOK | [9 empty] | HLI-29
|  |  |  | GOOGLE | WIFI | [9 empty] | HLI-3
|  |  |  | GOOGLE | PIXEL C | [9 empty] | HLI-30
|  |  |  | GOOGLE | PIXEL 3A | [9 empty] | HLI-301
|  |  |  | GOOGLE | GZRNL | [9 empty] | HLI-302
|  |  |  | GOOGLE | MAMBA 2ND GENERATION | [9 empty] | HLI-303
|  |  |  | GOOGLE FIBER | GFRG210 | [9 empty] | HLI-304
|  |  |  | GRACEPORT | P-P11R62-K2RF0 | [9 empty] | HLI-31
|  |  |  | GRACEPORT | P-R2-K2RF0 | [9 empty] | HLI-32
|  |  |  | GRAYWOLF | PC-3500 | [9 empty] | HLI-33
|  |  |  | GREASEMASTER | IBT BOARD | [9 empty] | HLI-34
|  |  |  | GREENHECK | SQ CENTRIFUGAL FAN | [9 empty] | HLI-35
|  |  |  | GREENHECK | VARI-GREEN DRIVE | [9 empty] | HLI-36
|  |  |  | GREYSTONE | CDD3B100 | [9 empty] | HLI-37
|  |  |  | GREYSTONE | CERMC00 | [9 empty] | HLI-38
|  |  |  | GREYSTONE | ELP SERIES | [9 empty] | HLI-39
|  |  |  | GRIDCONNECT | NET485 | [9 empty] | HLI-4
|  |  |  | GRUNDFOS | DPC 2-3 | [9 empty] | HLI-40
|  |  |  | GRUNDFOS | CM10-2 | [9 empty] | HLI-41
|  |  |  | GRUNDFOS | CU 352 | [9 empty] | HLI-42
|  |  |  | GRUNDFOS | CRE 5 | [9 empty] | HLI-43
|  |  |  | GRUNDFOS | TPE3 PUMP | [9 empty] | HLI-44
|  |  |  | GRUNDFOS | CRE 3 | [9 empty] | HLI-45
|  |  |  | GRUNDFOS | TPE | [9 empty] | HLI-46
|  |  |  | GRUNDFOS | CIM 300 BACNET MS/TP | [9 empty] | HLI-47
|  |  |  | GWS | NOT VERIFIED | [9 empty] | HLI-48
|  |  |  | GWS | FB SERIES POT FEEDER | [9 empty] | HLI-49
|  |  |  | H3C | MAGIC-R100 | [9 empty] | HLI-5
|  |  |  | H3C | S1324G-PWR | [9 empty] | HLI-50
|  |  |  | HALTON | MC8 | [9 empty] | HLI-51
|  |  |  | HALTON | MC8 | [9 empty] | HLI-52
|  |  |  | HALTON | CUSTOM | [9 empty] | HLI-53
|  |  |  | HALTON | MAIN MODULE LHC-2 | [9 empty] | HLI-54
|  |  |  | HALTON | LTS-2.PC1 | [9 empty] | HLI-55
|  |  |  | HANBIT | M-BUS AMR | [9 empty] | HLI-56
|  |  |  | HANVON | M2000 | [9 empty] | HLI-57
|  |  |  | HARDKERNEL CO. | ODROID-C2 | [9 empty] | HLI-58
|  |  |  | HARDKERNEL CO. | ORDOID-XU4 | [9 empty] | HLI-59
|  |  |  | HELIX RT | H6125W-W | [9 empty] | HLI-6
|  |  |  | HELVAR | 910 ROUTER | [9 empty] | HLI-60
|  |  |  | HELVAR | 910 ROUTER | [9 empty] | HLI-61
|  |  |  | HELVAR | DIGIDIM910 ROUTER | [9 empty] | HLI-62
|  |  |  | HELVAR | DIGIDIM910 ROUTER | [9 empty] | HLI-63
|  |  |  | HELVAR | 905 | [9 empty] | HLI-64
|  |  |  | HELVAR | 910 ROUTER | [9 empty] | HLI-65
|  |  |  | HELVAR | 435 BACNET GATEWAY | [9 empty] | HLI-66
|  |  |  | HELVAR | 920 ROUTER | [9 empty] | HLI-67
|  |  |  | HID GLOBAL CORPORATIOIN | CARD READER (R40) | [9 empty] | HLI-68
|  |  |  | HID GLOBAL CORPORATIOIN | CARD READER (R40) | [9 empty] | HLI-69
|  |  |  | HIKVISION | DS-7808NB-K2 | [9 empty] | HLI-7
|  |  |  | HIKVISION | DS-2CD2725EF-IS | [9 empty] | HLI-70
|  |  |  | HIRSCHMANN | CAS 8 | [9 empty] | HLI-71
|  |  |  | HIRSCHMANN | MACH102-24TP-FR | [9 empty] | HLI-72
|  |  |  | HIRSCHMANN | SPIDER 5TX | [9 empty] | HLI-73
|  |  |  | HIRSCHMANN | SPIDER 5TX SWITCH | [9 empty] | HLI-74
|  |  |  | HIRSCHMANN | SPIDER II 8TX | [9 empty] | HLI-75
|  |  |  | HIRSCHMANN | SPIDER II 8TX/1FX | [9 empty] | HLI-76
|  |  |  | HIRSCHMANN | SPIDER STANDARD | [9 empty] | HLI-77
|  |  |  | HIRSCHMANN | MAC102-8TP-R | [9 empty] | HLI-78
|  |  |  | HIRSCHMANN | SPIDER 8TX | [9 empty] | HLI-79
|  |  |  | HIRSCHMANN | RS20-1600T1T1 | [9 empty] | HLI-8
|  |  |  | HIRSCHMANN | MACH102-8TP-R | [9 empty] | HLI-80
|  |  |  | HITACHI | HC-A8MB | [9 empty] | HLI-81
|  |  |  | HITACHI | PSC-A160WEB1 | [9 empty] | HLI-82
|  |  |  | HMS NETWORKS | IS-IBV6 | [9 empty] | HLI-83
|  |  |  | HMS NETWORKS | ANYBUS COMPACTCOM | [9 empty] | HLI-84
|  |  |  | HMS NETWORKS | BACNET GATEWAY | [9 empty] | HLI-85
|  |  |  | HOBART | CLPS86EN-EGR | [9 empty] | HLI-86
|  |  |  | HOCHIKI AMERICA CORP | FIRE NET SERIES | [9 empty] | HLI-87
|  |  |  | HONEYWELL | CP-IPC | [9 empty] | HLI-88
|  |  |  | HONEYWELL | EXCEL WEB | [9 empty] | HLI-89
|  |  |  | HONEYWELL | CCPO-PC-6A | [9 empty] | HLI-9
|  |  |  | HONEYWELL | HS-NCM-SF | [9 empty] | HLI-90
|  |  |  | HONEYWELL | WEB-EAGLEAX26 | [9 empty] | HLI-91
|  |  |  | HONEYWELL | WINMAG | [9 empty] | HLI-92
|  |  |  | HONEYWELL | XI337-TEB | [9 empty] | HLI-93
|  |  |  | HONEYWELL | XI882A | [9 empty] | HLI-94
|  |  |  | HONEYWELL | 301C | [9 empty] | HLI-95
|  |  |  | HONEYWELL | 12977 | [9 empty] | HLI-96
|  |  |  | HONEYWELL | 12977 | [9 empty] | HLI-97
|  |  |  | HONEYWELL | CP-8000 | [9 empty] | HLI-98
|  |  |  | HONEYWELL | CP-EDGE-10 | [9 empty] | HLI-99
|  |  |  | HONEYWELL | CPO-PC-6A | [9 empty] | HM-201
|  |  |  | HONEYWELL | PVB0000AS-E | [9 empty] | HM-202
|  |  |  | HONEYWELL | PVB4022AS | [9 empty] | HM-203
|  |  |  | HONEYWELL | HN200MH1W0 | [9 empty] | HM-204
|  |  |  | HONEYWELL | PUC8445 | [9 empty] | HM-205
|  |  |  | HONEYWELL | BACNET-GW-3 | [9 empty] | HM-206
|  |  |  | HONEYWELL | RESIDEO VC SERIES | [9 empty] | HM-207
|  |  |  | HONEYWELL | RESIDEO VC SERIES | [9 empty] | HM-208
|  |  |  | HONEYWELL | WEB-8000 | [9 empty] | HM-209
|  |  |  | HONEYWELL | ELSTER ROTARY METER | [9 empty] | HM-210
|  |  |  | HONEYWELL | H7012B | [9 empty] | HM-211
|  |  |  | HONEYWELL | HT SERIES T7 SENSOR | [9 empty] | HM-212
|  |  |  | HONEYWELL | HHRC SERIES | [9 empty] | HM-213
|  |  |  | HONEYWELL | C7021B TEMP SENSOR | [9 empty] | HM-214
|  |  |  | HONEYWELL | HHATSRC SERIES | [9 empty] | HM-215
|  |  |  | HOOC | CONNECT H | [9 empty] | HM-216
|  |  |  | HP | J9980A | [9 empty] | HM-217
|  |  |  | HP | JG923A | [9 empty] | HM-218
|  |  |  | HP | 11-V010NR | [9 empty] | HM-219
|  |  |  | HP | 14SMB | [9 empty] | HM-220
|  |  |  | HP | 280 G2 MICROTOWER | [9 empty] | HM-221
|  |  |  | HP | 440 G1 | [9 empty] | HM-222
|  |  |  | HP | CHROMEBOX G1 CB1-014 | [9 empty] | HM-223
|  |  |  | HP | CHROMEBOOK | [9 empty] | HM-224
|  |  |  | HP | CHROMEBOOK 13 G1 | [9 empty] | HM-225
|  |  |  | HP | CHROMEBOOK 13 G1 | [9 empty] | HM-226
|  |  |  | HP | CHROMEBOOK X360 14 | [9 empty] | HM-227
|  |  |  | HP | CHROMEBOX | [9 empty] | HM-228
|  |  |  | HP | CHROMEBOX G1 | [9 empty] | HM-229
|  |  |  | HP | CHROMEBOX G1 CB1-014 | [9 empty] | HM-230
|  |  |  | HP | CHROMEBOX G2 | [9 empty] | HM-231
|  |  |  | HP | DESKTOP PC | [9 empty] | HM-232
|  |  |  | HP | ELITEDESK | [9 empty] | HM-233
|  |  |  | HP | ELITE DESK 705 G3 | [9 empty] | HM-234
|  |  |  | HP | ELITEDESK 800 G2 TWR | [9 empty] | HM-235
|  |  |  | HP | ELITEDESK 800 G3 TWR | [9 empty] | HM-236
|  |  |  | HP | ES-TNS-2145 | [9 empty] | HM-237
|  |  |  | HP | HP CHROMEBOX G1 | [9 empty] | HM-238
|  |  |  | HP | HP 402 G1 | [9 empty] | HM-239
|  |  |  | HP | HP 402 G1 | [9 empty] | HM-240
|  |  |  | HP | HP 600B | [9 empty] | HM-241
|  |  |  | HP | HP CHROMEBOX PC | [9 empty] | HM-242
|  |  |  | HP | HP COMPAQ 8200 ELITE | [9 empty] | HM-243
|  |  |  | HP | HP ELITE | [9 empty] | HM-244
|  |  |  | HP | HP OFFICEJET PRO 7740 | [9 empty] | HM-245
|  |  |  | HP | HP PRODESK 600 GI TWR | [9 empty] | HM-246
|  |  |  | HP | PROLIANT GEN 9 | [9 empty] | HM-247
|  |  |  | HP | Z240 | [9 empty] | HM-248
|  |  |  | HP | Z240 | [9 empty] | HM-249
|  |  |  | HP | J5N52UT#ABA | [9 empty] | HM-250
|  |  |  | HP | LASERJET CP1025NW COLOR | [9 empty] | HM-251
|  |  |  | HP | ELITEDESK | [9 empty] | HM-252
|  |  |  | HP | NOT VERIFIED | [9 empty] | HM-253
|  |  |  | HP | OMEN | [9 empty] | HM-254
|  |  |  | HP | OMEN 870-244 | [9 empty] | HM-255
|  |  |  | HP | PAVILLION SLIMLINE S5000 | [9 empty] | HM-256
|  |  |  | HP | PRO 3130 MT | [9 empty] | HM-257
|  |  |  | HP | PRO DESK 400 G1 | [9 empty] | HM-258
|  |  |  | HP | PRODESK 405/485 G2 | [9 empty] | HM-259
|  |  |  | HP | PROLIANT DL120 G6 | [9 empty] | HM-260
|  |  |  | HP | PROLIANT DL120 GEN 9 | [9 empty] | HM-261
|  |  |  | HP | PROLIANT DL180 GEN9 | [9 empty] | HM-262
|  |  |  | HP | PROLIANT DL380 GEN 9 | [9 empty] | HM-263
|  |  |  | HP | PROLIANT GEN 9 | [9 empty] | HM-264
|  |  |  | HP | PROLINANT ML10 GEN9 | [9 empty] | HM-265
|  |  |  | HP | RP5800 | [9 empty] | HM-266
|  |  |  | HP | TPS-W016 | [9 empty] | HM-267
|  |  |  | HP | UNAVAILABLE | [9 empty] | HM-268
|  |  |  | HP | WINDOWS 10 | [9 empty] | HM-269
|  |  |  | HP | WORKSTATION XW4300 | [9 empty] | HM-270
|  |  |  | HP | Z2 TOWER G4 WORKSTATION | [9 empty] | HMS-1
|  |  |  | HP | Z230 WORKSTATION | [9 empty] | HMS-2
|  |  |  | HP | Z240 | [9 empty] | TXMR-1
|  |  |  | HP | Z420 WORKSTATION | [9 empty] | TXMR-2
|  |  |  | HP | Z440 | [9 empty] | TXMR-3
|  |  |  | HP | CHROMEBOX G1 | [9 empty] | TXMR-4
|  |  |  | HP | HP ALL-IN-ONE 22-C0XX | [9 empty] | TXMR-5
|  |  |  | HP | DC5700 | [9 empty] | TXMR-6
|  |  |  | HP | Z238 | [9 empty] | UPS-1
|  |  |  | HP | ARUBA 2920 | [9 empty] | UPS-2
|  |  |  | HP | PRODESK 600 | [9 empty] | UPS-201
|  |  |  | HP | PROLIANT ML150 G6 | [9 empty] | UPS-202
|  |  |  | HP | PRODESK 600 G5 MT | [9 empty] | UPS-203
|  |  |  | HP | PROLIANT DL380 GEN10 | [9 empty] | UPS-204
|  |  |  | HP | PROBOOK 440 G7 | [9 empty] | UPS-205
|  |  |  | HP | Z1 WORKSTATION | [9 empty] | UPS-206
|  |  |  | HP | Z2 TOWER WORKSTATION | [9 empty] | UPS-207
|  |  |  | HP | 250 G7 NOTEBOOK | [9 empty] | UPS-3
|  |  |  | HP | 250 G7 NOTEBOOK | [9 empty] | UPS-4
|  |  |  | HP | ELITEONE 800 G4 | [9 empty] | UPS-5
|  |  |  | HP | ELITEONE 800 G4 | [9 empty] | UPS-6
|  |  |  | HP | PRODESK 400 G6 SFF | [9 empty] | VAV-1
|  |  |  | HP | PROLIANT DL20 GEN10 | [9 empty] | VAV-10
|  |  |  | HP | ELITEDESK 705 G3 SFF | [9 empty] | VAV-100
|  |  |  | HP | CHROMEBOOK 11 G8EE | [9 empty] | VAV-1000
|  |  |  | HP | PROLIANT ML30 GEN10 | [9 empty] | VAV-1001
|  |  |  | HP | ELITEDESK 800 G4 | [9 empty] | VAV-1002
|  |  |  | HP | LASERJET PRO M1212NF MFP | [9 empty] | VAV-1003
|  |  |  | HP | Z2 G5 | [9 empty] | VAV-1004
|  |  |  | HP | PROBOOK 6570B | [9 empty] | VAV-1005
|  |  |  | HP | LASER PRO MFP | [9 empty] | VAV-1006
|  |  |  | HP | CHROMEBOOK 14 | [9 empty] | VAV-1007
|  |  |  | HP | Z2 MINI G4 | [9 empty] | VAV-1008
|  |  |  | HP | ELITE SFF 800 G9 | [9 empty] | VAV-1009
|  |  |  | HP | 150NW | [9 empty] | VAV-101
|  |  |  | HP | Z4 G4 | [9 empty] | VAV-1010
|  |  |  | HP | PRODESK 400 G7 | [9 empty] | VAV-1011
|  |  |  | HP | CHROMEBOX ENT G3 | [9 empty] | VAV-1012
|  |  |  | HP | PROONE 600 G5 21.5 | [9 empty] | VAV-1013
|  |  |  | HP | Z2 MINI G9 | [9 empty] | VAV-1014
|  |  |  | HP | PROBOOK 450 G5 | [9 empty] | VAV-1015
|  |  |  | HP | PROBOOK 450 G6 | [9 empty] | VAV-1016
|  |  |  | HPE | OFFICECONNECT 1920S | [9 empty] | VAV-1017
|  |  |  | HPE | JH016A | [9 empty] | VAV-1018
|  |  |  | HPE | HPE-1820 24G J9980A | [9 empty] | VAV-1019
|  |  |  | HPE | PROLIANT DL360 GEN10 | [9 empty] | VAV-102
|  |  |  | HPE | OFFICECONNECT 1420 | [9 empty] | VAV-1020
|  |  |  | HPE | PROLIANT MICROSERVER | [9 empty] | VAV-1021
|  |  |  | HRW | HPE-BNMBUS | [9 empty] | VAV-1022
|  |  |  | HTC | NEXUS 9 | [9 empty] | VAV-1023
|  |  |  | HTC | NEXUS 9 | [9 empty] | VAV-1024
|  |  |  | HTC | NO INFO AVAILABLE | [9 empty] | VAV-1025
|  |  |  | HUAWEI | AR1220 | [9 empty] | VAV-1026
|  |  |  | HUAWEI | B310S-22 | [9 empty] | VAV-1027
|  |  |  | HUAWEI | BS15S-22 | [9 empty] | VAV-1028
|  |  |  | HUAWEI | E160E | [9 empty] | VAV-1029
|  |  |  | HUAWEI | E3372 PLUS | [9 empty] | VAV-103
|  |  |  | HUAWEI | S1700-24GR | [9 empty] | VAV-1030
|  |  |  | HUAWEI | ANDROID | [9 empty] | VAV-1031
|  |  |  | HUAWEI | CMR-W09 | [9 empty] | VAV-1032
|  |  |  | HUAWEI | N/A | [9 empty] | VAV-1033
|  |  |  | HUAWEI | NEXUS 6P | [9 empty] | VAV-1034
|  |  |  | HUAWEI | E8372H-155 | [9 empty] | VAV-1035
|  |  |  | HUAWEI | SMART PV CONTROLLER | [9 empty] | VAV-1036
|  |  |  | HUAWEI | MOBILE WI-FI E5383 | [9 empty] | VAV-1037
|  |  |  | HUNTER | HC-100-FLOW | [9 empty] | VAV-1038
|  |  |  | HUUBAP | Q10-KOT | [9 empty] | VAV-1039
|  |  |  | HYDRELIS | SWITCH-FLOW SWF 1.0 | [9 empty] | VAV-104
|  |  |  | HYDROPOINT | ET PRO3 | [9 empty] | VAV-1040
|  |  |  | HYDROPOINT | WEATHERTRAK ET PRO3 | [9 empty] | VAV-1041
|  |  |  | HYDROPOINT | WEATHERTRAK ET PRO3 | [9 empty] | VAV-1042
|  |  |  | HYDROPOINT | WEATHERTRAK LC+ | [9 empty] | VAV-1043
|  |  |  | HYDROPOINT | WATERCOMPASS DATA | [9 empty] | VAV-1044
|  |  |  | HYDROW | PRO ROWER | [9 empty] | VAV-1045
|  |  |  | ICC | MIRIUS | [9 empty] | VAV-1046
|  |  |  | ICP | FEM4X6000BL | [9 empty] | VAV-1047
|  |  |  | ICP DAS | NS-205 | [9 empty] | VAV-1048
|  |  |  | ICP DAS | NS-208 | [9 empty] | VAV-1049
|  |  |  | ICP DAS | NSM-216 | [9 empty] | VAV-105
|  |  |  | ICP DAS | WISE-5231M-4GE | [9 empty] | VAV-1050
|  |  |  | ICP DAS | GTP 541M | [9 empty] | VAV-1051
|  |  |  | IDEC | MICROSMART | [9 empty] | VAV-1052
|  |  |  | IIJ | SA-W2 SERVICE ADAPTOR | [9 empty] | VAV-1053
|  |  |  | IIPL/PLUGLIGHTING | MIRA R | [9 empty] | VAV-1054
|  |  |  | ILIGHT | EG-2 GATEWAY | [9 empty] | VAV-1055
|  |  |  | IMI | TA-SLIDER 160 MODBUS | [9 empty] | VAV-1056
|  |  |  | IMIN | D3-504 | [9 empty] | VAV-1057
|  |  |  | INFILEX | BCY44100M | [9 empty] | VAV-1058
|  |  |  | INFILEX | BCY45301M | [9 empty] | VAV-1059
|  |  |  | INFOR | 8200-SERIES | [9 empty] | VAV-106
|  |  |  | INGENICO | IWL200 | [9 empty] | VAV-1060
|  |  |  | INGENICO | MOVE/2500 | [9 empty] | VAV-1061
|  |  |  | INITIATIVE ENG | CHILL MICRO | [9 empty] | VAV-1062
|  |  |  | INNOTECH | IG04 GATEWAY | [9 empty] | VAV-1063
|  |  |  | INNOTECH | OMNI VAISALA | [9 empty] | VAV-1064
|  |  |  | INOSENT | ULTIMATE | [9 empty] | VAV-1065
|  |  |  | INOTEC | 520127 | [9 empty] | VAV-1066
|  |  |  | INOTEC | 972100V | [9 empty] | VAV-1067
|  |  |  | INOTEC | CPS 220/64 | [9 empty] | VAV-1068
|  |  |  | INSTAGO | INF4C | [9 empty] | VAV-1069
|  |  |  | INSTAPIO | SMART SENSOR | [9 empty] | VAV-107
|  |  |  | INTEGRA | TOPAS SONIC | [9 empty] | VAV-1070
|  |  |  | INTEL | DCCP847DYE | [9 empty] | VAV-1071
|  |  |  | INTEL | NUC | [9 empty] | VAV-1072
|  |  |  | INTEL | NUC | [9 empty] | VAV-1073
|  |  |  | INTEL | NUC MINI PC | [9 empty] | VAV-1074
|  |  |  | INTEL | NUC5CPYH | [9 empty] | VAV-1075
|  |  |  | INTEL | NUC5CPYH | [9 empty] | VAV-1076
|  |  |  | INTEL | NUC6I3SYH | [9 empty] | VAV-1077
|  |  |  | INTEL | NUC10 | [9 empty] | VAV-1078
|  |  |  | INTEL | NUC10 | [9 empty] | VAV-1079
|  |  |  | INTEL | NUC10 | [9 empty] | VAV-108
|  |  |  | INTEL | I7-10700K WITH B460M-HDV | [9 empty] | VAV-1080
|  |  |  | INTELBRAS | SF 800 Q+ | [9 empty] | VAV-1081
|  |  |  | INTELLIHOOD | INTELLIHOOD 3 | [9 empty] | VAV-1082
|  |  |  | INTELLIHOOD | SC | [9 empty] | VAV-1083
|  |  |  | INTERRA | ITR110-0104 | [9 empty] | VAV-1084
|  |  |  | INTERRA | ITR110-0104 | [9 empty] | VAV-1085
|  |  |  | INTESIS | INBACACA004I000 | [9 empty] | VAV-1086
|  |  |  | IOGEAR | GWU27 | [9 empty] | VAV-1087
|  |  |  | IOGEAR | GWU627 | [9 empty] | VAV-1088
|  |  |  | IONAIR | VERITASNET | [9 empty] | VAV-1089
|  |  |  | IOVENT | CONTROLLER BASIC | [9 empty] | VAV-109
|  |  |  | IRINOX | MULTIFRESH NEXT | [9 empty] | VAV-1090
|  |  |  | ISMA | B-8I-IP | [9 empty] | VAV-1091
|  |  |  | ITD FOOD SAFETY | FA2-CD-C1 | [9 empty] | VAV-1092
|  |  |  | ITD FOOD SAFETY | WTC-1-C1 | [9 empty] | VAV-1093
|  |  |  | ITD FOOD SAFETY | PREP-PAL WALL STATION | [9 empty] | VAV-1094
|  |  |  | ITRON | DELTA ROTARY GAS METER | [9 empty] | VAV-1095
|  |  |  | JANITZA | UMG 96-S2 | [9 empty] | VAV-1096
|  |  |  | JANITZA | UMG 96-RM | [9 empty] | VAV-1097
|  |  |  | JANITZA | UMG 96-S | [9 empty] | VAV-1098
|  |  |  | JETINNO | JL500 SERIES | [9 empty] | VAV-1099
|  |  |  | JETSREAM | BB200 | [9 empty] | VAV-11
|  |  |  | JETWAY | JBC313U591 | [9 empty] | VAV-110
|  |  |  | JINAN USR IOT | USR-G806 | [9 empty] | VAV-1100
|  |  |  | JINHER | JH-W8856RT-WF-02 | [9 empty] | VAV-1101
|  |  |  | JIO | JIOFI M2S | [9 empty] | VAV-1102
|  |  |  | JOHNSON CONTROLS | ES | [9 empty] | VAV-1103
|  |  |  | JOHNSON CONTROLS | MS-NAE3510-2 | [9 empty] | VAV-1104
|  |  |  | JOHNSON CONTROLS | MS-NAE451L-2 | [9 empty] | VAV-1105
|  |  |  | JOHNSON CONTROLS | MS-NCE-2560-0 | [9 empty] | VAV-1106
|  |  |  | JOHNSON CONTROLS | MS-NCE-2566-0 | [9 empty] | VAV-1107
|  |  |  | JOHNSON CONTROLS | MS-NIE3910-2E | [9 empty] | VAV-1108
|  |  |  | JOHNSON CONTROLS | NAE | [9 empty] | VAV-1109
|  |  |  | JOHNSON CONTROLS | FW-14 | [9 empty] | VAV-111
|  |  |  | JOHNSON CONTROLS | FW-08 | [9 empty] | VAV-1110
|  |  |  | JOHNSON CONTROLS | M4-SNE110L0-0 | [9 empty] | VAV-1111
|  |  |  | JOHNSON CONTROLS | MS-NAE5510-3 | [9 empty] | VAV-1112
|  |  |  | JOHNSON CONTROLS | SIMPLEX 4100ES | [9 empty] | VAV-1113
|  |  |  | JOHNSON CONTROLS | SIMPLEX 4100ES | [9 empty] | VAV-1114
|  |  |  | JOHNSON CONTROLS | SIMPLEX 4010 | [9 empty] | VAV-1115
|  |  |  | JOHNSON CONTROLS | SIMPLEX 4010ES | [9 empty] | VAV-1116
|  |  |  | JOHNSON CONTROLS | M4-SNC-25150-0 | [9 empty] | VAV-1117
|  |  |  | JOHNSON CONTROLS | M4-SNE-10500-0 | [9 empty] | VAV-1118
|  |  |  | JOHNSON CONTROLS | M4-SNC-16120-0 | [9 empty] | VAV-1119
|  |  |  | JOHNSON CONTROLS | M4-SNE-11000-0 | [9 empty] | VAV-112
|  |  |  | JOHNSON CONTROLS | M4-SNE-22000-0 | [9 empty] | VAV-1120
|  |  |  | JOHNSON CONTROLS | MS-NAE-5511-3 | [9 empty] | VAV-1121
|  |  |  | JOHNSON CONTROLS | SBF-MP2 | [9 empty] | VAV-1122
|  |  |  | JOHNSON CONTROLS | SNE110L2 | [9 empty] | VAV-1123
|  |  |  | JOHNSON CONTROLS | ES NET EXT | [9 empty] | VAV-1124
|  |  |  | JOHNSON CONTROLS | ‎FAC4911 | [9 empty] | VAV-1125
|  |  |  | JOHNSON CONTROLS | M4-CGM SERIES | [9 empty] | VAV-1126
|  |  |  | JOHNSON CONTROLS | JS SERIES | [9 empty] | VAV-1127
|  |  |  | JOHNSON CONTROLS | M4-CV SERIES | [9 empty] | VAV-1128
|  |  |  | JOHNSON CONTROLS | FX60E | [9 empty] | VAV-1129
|  |  |  | JOHNSON CONTROLS | SNE10501 | [9 empty] | VAV-113
|  |  |  | JOHNSON CONTROLS | SIMPLEX 4100U | [9 empty] | VAV-1130
|  |  |  | JOHNSON CONTROLS | SIMPLEX 4007ES | [9 empty] | VAV-1131
|  |  |  | JOHNSON CONTROLS | METASYS SNE SERIES | [9 empty] | VAV-1132
|  |  |  | JOHNSON HEALTH TECH | MATRIX TOUCH-02-C | [9 empty] | VAV-1133
|  |  |  | JOHNSON HEALTH TECH | TOUCH-02-C | [9 empty] | VAV-1134
|  |  |  | JSBS | CV-4000 | [9 empty] | VAV-1135
|  |  |  | JUICE BAR | MB402C-1.0 | [9 empty] | VAV-1136
|  |  |  | JUICE BAR | 1C1F EVCS | [9 empty] | VAV-1137
|  |  |  | JUICE BAR | JB1000-01 EVCS | [9 empty] | VAV-1138
|  |  |  | JUNG | KNX IP GATEWAY | [9 empty] | VAV-1139
|  |  |  | KAITERRA | SE-200 | [9 empty] | VAV-114
|  |  |  | KAITERRA | SENSEDGE MINI | [9 empty] | VAV-1140
|  |  |  | KAMPMANN | KACONTROL MODBUS RTU | [9 empty] | VAV-1141
|  |  |  | KAMSTRUP | MULTICAL 403 | [9 empty] | VAV-1142
|  |  |  | KAMSTRUP | MULTICAL 603 | [9 empty] | VAV-1143
|  |  |  | KAMSTRUP | HC-003-66 BACNET | [9 empty] | VAV-1144
|  |  |  | KAMSTRUP | ULTRAFLOW 44 | [9 empty] | VAV-1145
|  |  |  | KAMSTRUP | MULTICAL 602 | [9 empty] | VAV-1146
|  |  |  | KAMSTRUP | MULTICAL 62 | [9 empty] | VAV-1147
|  |  |  | KEISER | M3 | [9 empty] | VAV-1148
|  |  |  | KEISER | M3 | [9 empty] | VAV-1149
|  |  |  | KEURIG | ECCELLENZA TOUCH | [9 empty] | VAV-115
|  |  |  | KEYSIGHT | 34972A | [9 empty] | VAV-1150
|  |  |  | KIDDE FIRE SYSTEM | AEGIS 2.0 | [9 empty] | VAV-1151
|  |  |  | KIDDE FIRE SYSTEM | STRATOS HSSD | [9 empty] | VAV-1152
|  |  |  | KIKOS | STAIR CLIMBER | [9 empty] | VAV-1153
|  |  |  | KIKOS | KX9500 PRO | [9 empty] | VAV-1154
|  |  |  | KINETIC | CUSTOM | [9 empty] | VAV-1155
|  |  |  | KMC CONTROLS | BAC-5050 | [9 empty] | VAV-1156
|  |  |  | KMC CONTROLS | BAC-5051E | [9 empty] | VAV-1157
|  |  |  | KMC CONTROLS | 5901CE | [9 empty] | VAV-1158
|  |  |  | KMC CONTROLS | 5901CE | [9 empty] | VAV-1159
|  |  |  | KMC CONTROLS | MT1V2 | [9 empty] | VAV-116
|  |  |  | KONAMI | GQTDJ-JA | [9 empty] | VAV-1160
|  |  |  | KONAMI | GQMDX-JA | [9 empty] | VAV-1161
|  |  |  | KONAMI | GNF14-JA | [9 empty] | VAV-1162
|  |  |  | KONE | CEF-11 | [9 empty] | VAV-1163
|  |  |  | KONE | GROUP CONTROL COMPUTER | [9 empty] | VAV-1164
|  |  |  | KONE | KM1343770G11 | [9 empty] | VAV-1165
|  |  |  | KONE | KCEAPM 771 | [9 empty] | VAV-1166
|  |  |  | KOOLAIR | SCFRPD | [9 empty] | VAV-1167
|  |  |  | KOOLAIR | SCFRPD | [9 empty] | VAV-1168
|  |  |  | KORENIX | JETNET 2005 | [9 empty] | VAV-1169
|  |  |  | KREA | NECTA Z4000 | [9 empty] | VAV-117
|  |  |  | KROHNE | A-FE 400 | [9 empty] | VAV-1170
|  |  |  | KRONOS | INTOUCH 9100 | [9 empty] | VAV-1171
|  |  |  | KRONOS/ADP | INTOUCH 9100 | [9 empty] | VAV-1172
|  |  |  | KRUGER | CCE 7-7 4P-1 | [9 empty] | VAV-1173
|  |  |  | KRUGER | TSK II SERIES | [9 empty] | VAV-1174
|  |  |  | KRUGER | CFT SERIES | [9 empty] | VAV-1175
|  |  |  | KRUGER | TSK II SERIES | [9 empty] | VAV-1176
|  |  |  | KSENIA | NOT VERIFIED | [9 empty] | VAV-1177
|  |  |  | KYLAND | OPAL5-E-5T-LV-LV | [9 empty] | VAV-1178
|  |  |  | LA CIMBALI | S20 | [9 empty] | VAV-1179
|  |  |  | LA CIMBALI | S30 | [9 empty] | VAV-118
|  |  |  | LA CIMBALI | S15 | [9 empty] | VAV-1180
|  |  |  | LANBIT | NOT VERIFIED | [9 empty] | VAV-1181
|  |  |  | LANDIS+GYR | UH50 | [9 empty] | VAV-1182
|  |  |  | LANDISGY | UH 50 | [9 empty] | VAV-1183
|  |  |  | LANTRONIX | NOT VERIFIED | [9 empty] | VAV-1184
|  |  |  | LB-LINK | BL-WR2000 | [9 empty] | VAV-1185
|  |  |  | LDE | WORKS EB DIFUSA | [9 empty] | VAV-1186
|  |  |  | LEANPATH | LEAN PATH 360 | [9 empty] | VAV-1187
|  |  |  | LEANPATH | 360 BENCH SCALE | [9 empty] | VAV-1188
|  |  |  | LEANPATH | 360 BENCH SCALE | [9 empty] | VAV-1189
|  |  |  | LEANPATH | 360 BENCH SCALE | [9 empty] | VAV-119
|  |  |  | LEANPATH | 360 BENCH SCALE | [9 empty] | VAV-1190
|  |  |  | LEANPATH | 360 BENCH SCALE | [9 empty] | VAV-1191
|  |  |  | LEANPATH | 360 BENCH SCALE | [9 empty] | VAV-1192
|  |  |  | LEANPATH | 360 BENCH SCALE | [9 empty] | VAV-1193
|  |  |  | LEANPATH | 360 BENCH SCALE | [9 empty] | VAV-1194
|  |  |  | LEANPATH | 360 FLOOR SCALE | [9 empty] | VAV-1195
|  |  |  | LEANPATH | 360 TRACKER (EXPRESS) | [9 empty] | VAV-1196
|  |  |  | LEANPATH | 360FS | [9 empty] | VAV-1197
|  |  |  | LEANPATH | LEAN PATH 360 | [9 empty] | VAV-1198
|  |  |  | LEANPATH | LEANPATH 360 | [9 empty] | VAV-1199
|  |  |  | LEANPATH | LEAN PATH 360 | [9 empty] | VAV-12
|  |  |  | LEANPATH | LEAN PATH 360 | [9 empty] | VAV-120
|  |  |  | LEANPATH | LEAN PATH 360 | [9 empty] | VAV-1200
|  |  |  | LEANPATH | LEAN PATH 360 | [9 empty] | VAV-1201
|  |  |  | LEANPATH | LEAN PATH 360 | [9 empty] | VAV-1202
|  |  |  | LEANPATH | LEANPATH CAMERA | [9 empty] | VAV-1203
|  |  |  | LEANPATH | LEAN PATH 360 | [9 empty] | VAV-1204
|  |  |  | LEANPATH | LEANPATH ZAP | [9 empty] | VAV-1205
|  |  |  | LEANPATH | LEAN PATH 360 | [9 empty] | VAV-1206
|  |  |  | LEANPATH | 360 BENCH SCALE | [9 empty] | VAV-1207
|  |  |  | LEANPATH | 360 FLOOR SCALE | [9 empty] | VAV-1208
|  |  |  | LEANPATH | LEANPATH ZAP | [9 empty] | VAV-1209
|  |  |  | LEANPATH | LEANPATH ZAP | [9 empty] | VAV-121
|  |  |  | LEANPATH | LEANPATH ZAP | [9 empty] | VAV-1210
|  |  |  | LEANPATH | LEANPATH ZAP | [9 empty] | VAV-1211
|  |  |  | LEANPATH | LEANPATH ZAP | [9 empty] | VAV-1212
|  |  |  | LEANPATH | LEANPATH ZAP | [9 empty] | VAV-1213
|  |  |  | LEANPATH | 360 | [9 empty] | VAV-1214
|  |  |  | LEANPATH | LEAN PATH 360 | [9 empty] | VAV-1215
|  |  |  | LEANPATH | 360 BENCH SCALE | [9 empty] | VAV-1216
|  |  |  | LEANPATH | 360 BENCH SCALE | [9 empty] | VAV-1217
|  |  |  | LEANPATH | M61265 | [9 empty] | VAV-1218
|  |  |  | LEANPATH | T40873(SERIAL NO.) | [9 empty] | VAV-1219
|  |  |  | LEANPATH | T40998 | [9 empty] | VAV-122
|  |  |  | LEANPATH | TRACKER | [9 empty] | VAV-1220
|  |  |  | LEANPATH | LEANPATH ZAP | [9 empty] | VAV-1221
|  |  |  | LEGRAND | 2645 | [9 empty] | VAV-1222
|  |  |  | LEMCA ILUMINACAO | PERFIL FIT MUNDI | [9 empty] | VAV-1223
|  |  |  | LENOVO | 33873J | [9 empty] | VAV-1224
|  |  |  | LENOVO | 33873J | [9 empty] | VAV-1225
|  |  |  | LENOVO | 3492H1Q | [9 empty] | VAV-1226
|  |  |  | LENOVO | 80K6 | [9 empty] | VAV-1227
|  |  |  | LENOVO | 80XF | [9 empty] | VAV-1228
|  |  |  | LENOVO | ANDROID | [9 empty] | VAV-1229
|  |  |  | LENOVO | F0D500AKUK | [9 empty] | VAV-123
|  |  |  | LENOVO | H530S | [9 empty] | VAV-1230
|  |  |  | LENOVO | IDEAPAD 330-15AST | [9 empty] | VAV-1231
|  |  |  | LENOVO | IDEAPAD Y700-17ISK | [9 empty] | VAV-1232
|  |  |  | LENOVO | LENOVO TAB 4 8 | [9 empty] | VAV-1233
|  |  |  | LENOVO | M720T | [9 empty] | VAV-1234
|  |  |  | LENOVO | MIIX320 | [9 empty] | VAV-1235
|  |  |  | LENOVO | NOT VERIFIED | [9 empty] | VAV-1236
|  |  |  | LENOVO | TAB 4 | [9 empty] | VAV-1237
|  |  |  | LENOVO | THINK CENTRE | [9 empty] | VAV-1238
|  |  |  | LENOVO | THINKCENTRE M900 | [9 empty] | VAV-1239
|  |  |  | LENOVO | THINKPAD | [9 empty] | VAV-124
|  |  |  | LENOVO | THINKPAD 13 CHROMEBOOK | [9 empty] | VAV-1240
|  |  |  | LENOVO | THINKSTATION P920 | [9 empty] | VAV-1241
|  |  |  | LENOVO | TP-00081A | [9 empty] | VAV-1242
|  |  |  | LENOVO | YT3-850F | [9 empty] | VAV-1243
|  |  |  | LENOVO | YT3-850F | [9 empty] | VAV-1244
|  |  |  | LENOVO | TB-X103F | [9 empty] | VAV-1245
|  |  |  | LENOVO | TB-X103F | [9 empty] | VAV-1246
|  |  |  | LENOVO | X1 YOGA | [9 empty] | VAV-1247
|  |  |  | LENOVO | V530 | [9 empty] | VAV-1248
|  |  |  | LENOVO | V50A-24IMB | [9 empty] | VAV-1249
|  |  |  | LENOVO | THINKSYSTEM SR250 | [9 empty] | VAV-125
|  |  |  | LENOVO | IDEACENTER 520 AIO | [9 empty] | VAV-1250
|  |  |  | LENOVO | IDEACENTER 520 AIO | [9 empty] | VAV-1251
|  |  |  | LENOVO | THINKSTATION P520 | [9 empty] | VAV-1252
|  |  |  | LENOVO | 82KA | [9 empty] | VAV-1253
|  |  |  | LENOVO | V530S | [9 empty] | VAV-1254
|  |  |  | LENOVO | THINKPAD T15 | [9 empty] | VAV-1255
|  |  |  | LENOVO | 82 KA | [9 empty] | VAV-1256
|  |  |  | LENOVO | P520C | [9 empty] | VAV-1257
|  |  |  | LENOVO | P520C | [9 empty] | VAV-1258
|  |  |  | LENOVO | TAB P12 PRO | [9 empty] | VAV-1259
|  |  |  | LENOVO | LENOVOTB-X606F | [9 empty] | VAV-126
|  |  |  | LENOVO | THINKSTATION P620 | [9 empty] | VAV-1260
|  |  |  | LENOVO | TB-8505X | [9 empty] | VAV-1261
|  |  |  | LENOVO | THINKPAD L14 GEN2 | [9 empty] | VAV-1262
|  |  |  | LENOVO | TB300FU | [9 empty] | VAV-1263
|  |  |  | LENOVO | TAB P11 PLUS TB-J616F | [9 empty] | VAV-1264
|  |  |  | LENOVO | TAB M10 (3RD GEN) | [9 empty] | VAV-1265
|  |  |  | LENOVO | TAB M9 | [9 empty] | VAV-1266
|  |  |  | LENOVO | YOGA 2 | [9 empty] | VAV-1267
|  |  |  | LENOVO | 14E CHROMEBOOK | [9 empty] | VAV-1268
|  |  |  | LENOVO | TAB P12 PRO TB-Q706F | [9 empty] | VAV-1269
|  |  |  | LENOVO | TB373FU | [9 empty] | VAV-127
|  |  |  | LES MILLS | STAGES/NEB156 | [9 empty] | VAV-1270
|  |  |  | LES MILLS | STAGES/NEB156 | [9 empty] | VAV-1271
|  |  |  | LES MILLS | STAGES/NEB156 | [9 empty] | VAV-1272
|  |  |  | LEVELONE | FSW-0811 | [9 empty] | VAV-1273
|  |  |  | LEVITON | 441-EVB40-PST | [9 empty] | VAV-1274
|  |  |  | LEVITON | RPM16-316 | [9 empty] | VAV-1275
|  |  |  | LG | LG 47G2 | [9 empty] | VAV-1276
|  |  |  | LG | 47G3A-UA | [9 empty] | VAV-1277
|  |  |  | LG | 55G2.AUS | [9 empty] | VAV-1278
|  |  |  | LG | 55LF6100.AUS | [9 empty] | VAV-1279
|  |  |  | LG | 55LM610C | [9 empty] | VAV-128
|  |  |  | LG | ACP IV BACNET GATEWAY | [9 empty] | VAV-1280
|  |  |  | LG | ARNU183SCL4.AMBALUS | [9 empty] | VAV-1281
|  |  |  | LG | INVERTERV | [9 empty] | VAV-1282
|  |  |  | LG | LG GOOGLE TV | [9 empty] | VAV-1283
|  |  |  | LG | NOT VERIFIED | [9 empty] | VAV-1284
|  |  |  | LG | OLED55E6P | [9 empty] | VAV-1285
|  |  |  | LG | OLED65C7P-U | [9 empty] | VAV-1286
|  |  |  | LG | PBACNA000 | [9 empty] | VAV-1287
|  |  |  | LG | PQNFB17C0 | [9 empty] | VAV-1288
|  |  |  | LG | PQNFB17C2 | [9 empty] | VAV-1289
|  |  |  | LG | PREMTB1OU | [9 empty] | VAV-129
|  |  |  | LG | SJ8000 | [9 empty] | VAV-1290
|  |  |  | LG | SJ9570 | [9 empty] | VAV-1291
|  |  |  | LG | M4864P6B | [9 empty] | VAV-1292
|  |  |  | LG | M4864P6B | [9 empty] | VAV-1293
|  |  |  | LG | 65WS960H0ZD | [9 empty] | VAV-1294
|  |  |  | LG | 65QNED913PA | [9 empty] | VAV-1295
|  |  |  | LG | 65W2960H0ZD | [9 empty] | VAV-1296
|  |  |  | LG | 65ET961H0ZD | [9 empty] | VAV-1297
|  |  |  | LG | 55WS960H0ZD | [9 empty] | VAV-1298
|  |  |  | LG | 49UH5FHJ | [9 empty] | VAV-1299
|  |  |  | LG | 49UH5FHJ | [9 empty] | VAV-13
|  |  |  | LG | PQNFB17C1 | [9 empty] | VAV-130
|  |  |  | LG | 15U560 | [9 empty] | VAV-1300
|  |  |  | LG | S550 | [9 empty] | VAV-1301
|  |  |  | LG | 65UH5E | [9 empty] | VAV-1302
|  |  |  | LG | 65QNED996PB | [9 empty] | VAV-1303
|  |  |  | LG | UH5E 55 INCH | [9 empty] | VAV-1304
|  |  |  | LG | 55UH5F-HJ | [9 empty] | VAV-1305
|  |  |  | LG | 65UH5F | [9 empty] | VAV-1306
|  |  |  | LG | 55UH5J | [9 empty] | VAV-1307
|  |  |  | LG | 75UH5F-H SERIES | [9 empty] | VAV-1308
|  |  |  | LG | 75UH5F-HJ | [9 empty] | VAV-1309
|  |  |  | LG | OLED55C98LB | [9 empty] | VAV-131
|  |  |  | LG | ARUM144DTE5 | [9 empty] | VAV-1310
|  |  |  | LG | ARUM241DTE5 | [9 empty] | VAV-1311
|  |  |  | LG | ARUM216DTE5 | [9 empty] | VAV-1312
|  |  |  | LG | ARUV200BTS4 OUTDOOR | [9 empty] | VAV-1313
|  |  |  | LG | REMOTE CONTROLLER | [9 empty] | VAV-1314
|  |  |  | LG | ARNUXXGBXXX | [9 empty] | VAV-1315
|  |  |  | LH.GD | MEDIA CONVERTER | [9 empty] | VAV-1316
|  |  |  | LIEBERT | AC4 | [9 empty] | VAV-1317
|  |  |  | LIEBERT | CHALLENGER 3000 | [9 empty] | VAV-1318
|  |  |  | LIEBERT | INTELLISLOT CARD | [9 empty] | VAV-1319
|  |  |  | LIEBERT | MINI MATE 2 | [9 empty] | VAV-132
|  |  |  | LIEBERT | P1020 | [9 empty] | VAV-1320
|  |  |  | LIEBERT | P1025 | [9 empty] | VAV-1321
|  |  |  | LIEBERT | P1030FWZMS1R | [9 empty] | VAV-1322
|  |  |  | LIEBERT | P1035 | [9 empty] | VAV-1323
|  |  |  | LIEBERT | P1035FWZMS1R | [9 empty] | VAV-1324
|  |  |  | LIEBERT | MT060HE1C0 | [9 empty] | VAV-1325
|  |  |  | LIEBERT | PFD067A-AH0 | [9 empty] | VAV-1326
|  |  |  | LIEBERT | PFD067A-AH1 | [9 empty] | VAV-1327
|  |  |  | LIEBERT | MINI-MATE | [9 empty] | VAV-1328
|  |  |  | LIFE FITNESS | ACTIVATE SERIES | [9 empty] | VAV-1329
|  |  |  | LIFE FITNESS | SE4 CONSOLE | [9 empty] | VAV-133
|  |  |  | LIGHTING CONTROLS | LC-TCP-IP | [9 empty] | VAV-1330
|  |  |  | LIGHTSOURCE | NIX-M LINE | [9 empty] | VAV-1331
|  |  |  | LINKSYS | EZXS55W | [9 empty] | VAV-1332
|  |  |  | LINKSYS | SD205 | [9 empty] | VAV-1333
|  |  |  | LINKSYS | SE1500 | [9 empty] | VAV-1334
|  |  |  | LINKSYS | SE3005 | [9 empty] | VAV-1335
|  |  |  | LINKSYS | WRT160N | [9 empty] | VAV-1336
|  |  |  | LINKSYS | LGS308P | [9 empty] | VAV-1337
|  |  |  | LM GATEWAY | 414-M | [9 empty] | VAV-1338
|  |  |  | LOCHINVAR | CREST BOILER | [9 empty] | VAV-1339
|  |  |  | LOGISON | NCP-2 | [9 empty] | VAV-134
|  |  |  | LOGISON | UNAVAILABLE | [9 empty] | VAV-1340
|  |  |  | LOGITECH | REVUE GOOGLE TV BOX | [9 empty] | VAV-1341
|  |  |  | LOREN COOK | ACED - 90C17DEC | [9 empty] | VAV-1342
|  |  |  | LOREN COOK | GN-720 | [9 empty] | VAV-1343
|  |  |  | LOYTEC | CIA709/IP ROUTER | [9 empty] | VAV-1344
|  |  |  | LOYTEC | L-IP | [9 empty] | VAV-1345
|  |  |  | LOYTEC | LDALI-ME204-U | [9 empty] | VAV-1346
|  |  |  | LOYTEC | LGATE-952 | [9 empty] | VAV-1347
|  |  |  | LOYTEC | LIP-3333ECTB | [9 empty] | VAV-1348
|  |  |  | LOYTEC | LIP-33ECTB | [9 empty] | VAV-1349
|  |  |  | LOYTEC | LVIS-3ME12-A1 | [9 empty] | VAV-135
|  |  |  | LOYTEC | LVIS-3ME15 | [9 empty] | VAV-1350
|  |  |  | LOYTEC | LVIS-3ME7-G1 | [9 empty] | VAV-1351
|  |  |  | LOYTEC | LINX-153 | [9 empty] | VAV-1352
|  |  |  | LOYTEC | LIP-3ECTC | [9 empty] | VAV-1353
|  |  |  | LOYTEC | LDALI-ME20X-U | [9 empty] | VAV-1354
|  |  |  | LOYTEC | LROC-40X | [9 empty] | VAV-1355
|  |  |  | LOYTEC | LIOB-591 | [9 empty] | VAV-1356
|  |  |  | LOYTEC | LPAD-7 | [9 empty] | VAV-1357
|  |  |  | LOYTEC | LIOB-554 | [9 empty] | VAV-1358
|  |  |  | LOYTEC | LIP-33ECTC | [9 empty] | VAV-1359
|  |  |  | LOYTEC | LIP-3333ECTC | [9 empty] | VAV-136
|  |  |  | LOYTEC | LINX-215 | [9 empty] | VAV-1360
|  |  |  | LOYTEC | LDALIME201U | [9 empty] | VAV-1361
|  |  |  | LOYTEC | LDALIME201U | [9 empty] | VAV-1362
|  |  |  | LOYTEC | LDALIME204U | [9 empty] | VAV-1363
|  |  |  | LOYTEC | LDALIME204U | [9 empty] | VAV-1364
|  |  |  | LOYTEC | LVIS3ME12A1 | [9 empty] | VAV-1365
|  |  |  | LOYTEC | LVIS3ME12A1 | [9 empty] | VAV-1366
|  |  |  | LOYTEC | L-STAT ROOM OPERATOR | [9 empty] | VAV-1367
|  |  |  | LOYTEC | LIOB-10X I/O MODULE | [9 empty] | VAV-1368
|  |  |  | LOYTEC | LDALI MULTI-SENSOR | [9 empty] | VAV-1369
|  |  |  | LOYTEC | LKNX‑300 | [9 empty] | VAV-137
|  |  |  | LOYTECH ELECTRONICS | LROC-400 | [9 empty] | VAV-1370
|  |  |  | LUFFT | WS600-UMB | [9 empty] | VAV-1371
|  |  |  | LUMICENTER | LLN23-P6000830 | [9 empty] | VAV-1372
|  |  |  | LUMICENTER | LHT_28 | [9 empty] | VAV-1373
|  |  |  | LUMINI | DOWNLED MD R S | [9 empty] | VAV-1374
|  |  |  | LUMINI | LED LINE PERFIL E | [9 empty] | VAV-1375
|  |  |  | LUMINI | DOWNLED SM R C | [9 empty] | VAV-1376
|  |  |  | LUMINI | ROCKET XSM EXT | [9 empty] | VAV-1377
|  |  |  | LUMYN GATEWAY | US WATER GATEWAY | [9 empty] | VAV-1378
|  |  |  | LUTRON | 5 PORT SWITCH | [9 empty] | VAV-1379
|  |  |  | LUTRON | 500-10561 REV.B | [9 empty] | VAV-138
|  |  |  | LUTRON | 500-14301 REV.A | [9 empty] | VAV-1380
|  |  |  | LUTRON | CS990001 | [9 empty] | VAV-1381
|  |  |  | LUTRON | CZ00544 | [9 empty] | VAV-1382
|  |  |  | LUTRON | HQP6-2 | [9 empty] | VAV-1383
|  |  |  | LUTRON | HQP6-MDU | [9 empty] | VAV-1384
|  |  |  | LUTRON | QP2 | [9 empty] | VAV-1385
|  |  |  | LUTRON | QP3 | [9 empty] | VAV-1386
|  |  |  | LUTRON | QP3-1PL-100-240 | [9 empty] | VAV-1387
|  |  |  | LUTRON | QSNE-2DAL-D | [9 empty] | VAV-1388
|  |  |  | LUTRON | QUANTUM BACNET | [9 empty] | VAV-1389
|  |  |  | LUTRON | HWQS PROCESSOR | [9 empty] | VAV-139
|  |  |  | LUTRON | QSE-IO | [9 empty] | VAV-1390
|  |  |  | LUTRON | QUANTUM PROCESSOR | [9 empty] | VAV-1391
|  |  |  | LUTRON | QP5-XL-POE | [9 empty] | VAV-1392
|  |  |  | LUTRON | Q-RF | [9 empty] | VAV-1393
|  |  |  | LUTRON | HJS-X | [9 empty] | VAV-1394
|  |  |  | LUTRON | HKS-X | [9 empty] | VAV-1395
|  |  |  | LUTRON | QSM5-XW-C | [9 empty] | VAV-1396
|  |  |  | LUTRON | QSNE-4S5-230-D | [9 empty] | VAV-1397
|  |  |  | LUTRON | QSN-2ECO-S | [9 empty] | VAV-1398
|  |  |  | LUTRON | QSM2-XW-C | [9 empty] | VAV-1399
|  |  |  | LUTRON | QSMX-4W-C | [9 empty] | VAV-14
|  |  |  | LUTRON | QP5-2L-CGP2966 | [9 empty] | VAV-140
|  |  |  | LUTRON | QP-2L1E | [9 empty] | VAV-1400
|  |  |  | LUTRON | QS LINK POWER SUPPLY | [9 empty] | VAV-1401
|  |  |  | LUTRON | PRO LED+ POWERMODULE | [9 empty] | VAV-1402
|  |  |  | LUTRON | ENERGI SAVR NODE | [9 empty] | VAV-1403
|  |  |  | LUTRON | QSE-CI-NWK-E | [9 empty] | VAV-1404
|  |  |  | LUTRON | QSNE-4S10-D | [9 empty] | VAV-1405
|  |  |  | LUTRON | LRF**CR2B-P CEILING | [9 empty] | VAV-1406
|  |  |  | LUTRON | LRFX-DCRB SENSOR | [9 empty] | VAV-1407
|  |  |  | LUTRON | PICO WIRELESS REMOTE | [9 empty] | VAV-1408
|  |  |  | LUTRON | ECOSYSTEM TVI-LMF-2A | [9 empty] | VAV-1409
|  |  |  | LUTRON | LRFX-XXLB-P | [9 empty] | VAV-141
|  |  |  | LUXION | LUMINÁRIA LYNXDIFUSA | [9 empty] | VAV-1410
|  |  |  | LUXPRO | PSD111 | [9 empty] | VAV-1411
|  |  |  | LUXPRO | PSD158 | [9 empty] | VAV-1412
|  |  |  | LUXUL | XFS-1084P | [9 empty] | VAV-1413
|  |  |  | LYNXSPRING | ONYXX-MB311 | [9 empty] | VAV-1414
|  |  |  | M2I CORPORATION | TOPRW0700WD | [9 empty] | VAV-1415
|  |  |  | MACURCO | DVP-120B | [9 empty] | VAV-1416
|  |  |  | MAESTRO | GSM100 | [9 empty] | VAV-1417
|  |  |  | MAGNUM | NOT VERIFIED | [9 empty] | VAV-1418
|  |  |  | MAILSECURE | MS10-026 | [9 empty] | VAV-1419
|  |  |  | MAPLE SYSTEMS | HMI5070B | [9 empty] | VAV-142
|  |  |  | MAPLE SYSTEMS | HMI5121XL | [9 empty] | VAV-1420
|  |  |  | MAPLE SYSTEMS | HMI5121P | [9 empty] | VAV-1421
|  |  |  | MAPRO | SLDP-10 | [9 empty] | VAV-1422
|  |  |  | MARANTZ | SR5014 | [9 empty] | VAV-1423
|  |  |  | MARSHALL | V-LCD171MD | [9 empty] | VAV-1424
|  |  |  | MASER | VHFO- V2 | [9 empty] | VAV-1425
|  |  |  | MATRIX | T3X | [9 empty] | VAV-1426
|  |  |  | MATRIX | TOUCH-C | [9 empty] | VAV-1427
|  |  |  | MAXTANG | WL10 | [9 empty] | VAV-1428
|  |  |  | MAZZER | MAJOR V ELECT | [9 empty] | VAV-1429
|  |  |  | MAZZER | ROBUR S ELECT | [9 empty] | VAV-143
|  |  |  | MBOX | MULTEMEDIA | [9 empty] | VAV-1430
|  |  |  | MBS GMBH | DOUBLE X | [9 empty] | VAV-1431
|  |  |  | MBS GMBH | UGW-PIPAL 8.2.1 | [9 empty] | VAV-1432
|  |  |  | MCS | MCS-MAGNUM-OEM | [9 empty] | VAV-1433
|  |  |  | MCS | MCS-BMS-GATEWAY | [9 empty] | VAV-1434
|  |  |  | MECHOSHADE | GATEWAY 10-02 | [9 empty] | VAV-1435
|  |  |  | MECHOSHADE | MECHOSHADE | [9 empty] | VAV-1436
|  |  |  | MECHOSHADE | ST50 | [9 empty] | VAV-1437
|  |  |  | MEGSINE | MF782 | [9 empty] | VAV-1438
|  |  |  | MELINK | SC | [9 empty] | VAV-1439
|  |  |  | MELINK | INTELLI-HOOD SC | [9 empty] | VAV-144
|  |  |  | MELITTA | XT-6 | [9 empty] | VAV-1440
|  |  |  | MERCATOR | CUSTOM | [9 empty] | VAV-1441
|  |  |  | MERCURY | MW305R | [9 empty] | VAV-1442
|  |  |  | MERTEN | MEG6260-0007 | [9 empty] | VAV-1443
|  |  |  | META | QUEST 2 | [9 empty] | VAV-1444
|  |  |  | META | QUEST 3 VR HEADSET | [9 empty] | VAV-1445
|  |  |  | METOS | IOLIVING CONNECTOR | [9 empty] | VAV-1446
|  |  |  | METRASENS | CELLSENSE ULTRA | [9 empty] | VAV-1447
|  |  |  | MGE | GALAXY 4000 | [9 empty] | VAV-1448
|  |  |  | MICRO STAR | NOT VERIFIED | [9 empty] | VAV-1449
|  |  |  | MICROS SYSTEMS | WORKSTATION 6 | [9 empty] | VAV-145
|  |  |  | MICROSOFT | 1540 | [9 empty] | VAV-1450
|  |  |  | MICROSOFT | HP PRODESK 600 G1 | [9 empty] | VAV-1451
|  |  |  | MICROSOFT | SURFACE | [9 empty] | VAV-1452
|  |  |  | MICROSOFT | SURFACE PRO 4 | [9 empty] | VAV-1453
|  |  |  | MICROSOFT | XBOX | [9 empty] | VAV-1454
|  |  |  | MICROSOFT | XBOX ONE X | [9 empty] | VAV-1455
|  |  |  | MICROSOFT | XBOX ONE X | [9 empty] | VAV-1456
|  |  |  | MICROSOFT | XBOX 360 | [9 empty] | VAV-1457
|  |  |  | MICROSOFT | XBOX 360 S | [9 empty] | VAV-1458
|  |  |  | MICROSOFT | XBOX ONE X | [9 empty] | VAV-1459
|  |  |  | MICROSOFT | XBOX ONE - 1540 | [9 empty] | VAV-146
|  |  |  | MICROSOFT | XBOX ONE S | [9 empty] | VAV-1460
|  |  |  | MICROSOFT | XBOX ONE S - 1681 | [9 empty] | VAV-1461
|  |  |  | MICROSOFT | XBOX ONE X | [9 empty] | VAV-1462
|  |  |  | MICROSOFT | XBOX360 | [9 empty] | VAV-1463
|  |  |  | MICROTIK | HAP LITE | [9 empty] | VAV-1464
|  |  |  | MICROTOUCH | MACH M1-215IC | [9 empty] | VAV-1465
|  |  |  | MIDEA | MKA-600N | [9 empty] | VAV-1466
|  |  |  | MIDEA | BACNET GATEWAY | [9 empty] | VAV-1467
|  |  |  | MIKRO | RX380 | [9 empty] | VAV-1468
|  |  |  | MIMO | NOT VERIFIED | [9 empty] | VAV-1469
|  |  |  | MINIX | NEO J50C-4 MAX | [9 empty] | VAV-147
|  |  |  | MINIX | NEO J50C-4 MAX | [9 empty] | VAV-1470
|  |  |  | MINUTEMAN | PRO1500RT | [9 empty] | VAV-1471
|  |  |  | MIST | AP41 | [9 empty] | VAV-1472
|  |  |  | MITSUBISHI | AE-200 | [9 empty] | VAV-1473
|  |  |  | MITSUBISHI | AE-200 | [9 empty] | VAV-1474
|  |  |  | MITSUBISHI | AE-200 | [9 empty] | VAV-1475
|  |  |  | MITSUBISHI | AE-200 | [9 empty] | VAV-1476
|  |  |  | MITSUBISHI | AG-150 | [9 empty] | VAV-1477
|  |  |  | MITSUBISHI | AG-150A | [9 empty] | VAV-1478
|  |  |  | MITSUBISHI | BAC-HD150 | [9 empty] | VAV-1479
|  |  |  | MITSUBISHI | MDT5525 | [9 empty] | VAV-148
|  |  |  | MITSUBISHI | MSY-A24NA | [9 empty] | VAV-1480
|  |  |  | MITSUBISHI | PAC-A-KA4 | [9 empty] | VAV-1481
|  |  |  | MITSUBISHI | PAC-YG50ECA | [9 empty] | VAV-1482
|  |  |  | MITSUBISHI | PAC-YT53CRAU | [9 empty] | VAV-1483
|  |  |  | MITSUBISHI | PFKY-P24NKMU-E | [9 empty] | VAV-1484
|  |  |  | MITSUBISHI | SC-SL4-AE | [9 empty] | VAV-1485
|  |  |  | MITSUBISHI | SC-WBGW256 | [9 empty] | VAV-1486
|  |  |  | MITSUBISHI | EW-50E | [9 empty] | VAV-1487
|  |  |  | MITSUBISHI | PEFY-WP20VMS1-E | [9 empty] | VAV-1488
|  |  |  | MITSUBISHI | PEFY-WP20VMA-E | [9 empty] | VAV-1489
|  |  |  | MITSUBISHI | PEFY-WP15VMS1-E | [9 empty] | VAV-149
|  |  |  | MITSUBISHI | PEFY-WP25VMS1-E | [9 empty] | VAV-1490
|  |  |  | MITSUBISHI | PEFY-WP10VMS1-E | [9 empty] | VAV-1491
|  |  |  | MITSUBISHI | PEFY-WP50VMS1-E | [9 empty] | VAV-1492
|  |  |  | MITSUBISHI | PEFY-WP25VMA-E | [9 empty] | VAV-1493
|  |  |  | MITSUBISHI | PEFY-WP32VMA-E | [9 empty] | VAV-1494
|  |  |  | MITSUBISHI | PEFY-WP40VMS1-E | [9 empty] | VAV-1495
|  |  |  | MITSUBISHI | PEFY-WP40VMA-E | [9 empty] | VAV-1496
|  |  |  | MITSUBISHI | PEFY-WP32VMS1-E | [9 empty] | VAV-1497
|  |  |  | MITSUBISHI | PEFY-WP50VMA-E | [9 empty] | VAV-1498
|  |  |  | MITSUBISHI | PUZ-ZM60VHA2 | [9 empty] | VAV-1499
|  |  |  | MITSUBISHI | PEFY-WP63VMA-E | [9 empty] | VAV-15
|  |  |  | MITSUBISHI | PEFY-WP80VMA-E | [9 empty] | VAV-150
|  |  |  | MITSUBISHI | PUZ-ZM100VKA2 | [9 empty] | VAV-1500
|  |  |  | MITSUBISHI | PMFY SERIES | [9 empty] | VAV-1501
|  |  |  | MITSUBISHI | PLFY SERIES | [9 empty] | VAV-1502
|  |  |  | MITSUBISHI | LONWORKS INTERFACE | [9 empty] | VAV-1503
|  |  |  | MITSUBISHI | PEFY SERIES | [9 empty] | VAV-1504
|  |  |  | MITSUBISHI | PEAD-M | [9 empty] | VAV-1505
|  |  |  | MITSUBISHI | PKA-M | [9 empty] | VAV-1506
|  |  |  | MITSUBISHI | 4-WAY BLOW CASSETTE | [9 empty] | VAV-1507
|  |  |  | MITSUBISHI | MELCOBEMS MINI A1M | [9 empty] | VAV-1508
|  |  |  | MITSUBISHI | EW-50J | [9 empty] | VAV-1509
|  |  |  | MITSUBISHI | QAHV-N560YA-HPB | [9 empty] | VAV-151
|  |  |  | MITSUBISHI | W3000X+ | [9 empty] | VAV-1510
|  |  |  | MITSUBISHI | EW-50A | [9 empty] | VAV-1511
|  |  |  | MITSUBISHI | TW-50A | [9 empty] | VAV-1512
|  |  |  | MITSUBISHI | 9800A SERIES UPS | [9 empty] | VAV-1513
|  |  |  | MITSUBISHI ELECTRIC | 1100A | [9 empty] | VAV-1514
|  |  |  | MITSUBUSHI | PEAD-M | [9 empty] | VAV-1515
|  |  |  | MIWA | BMS MODULE | [9 empty] | VAV-1516
|  |  |  | MKN | FLEXICOMBI MAGIC | [9 empty] | VAV-1517
|  |  |  | MKN | FLEXICOMBI STAPELKIT | [9 empty] | VAV-1518
|  |  |  | MKN | FLEXICHEF | [9 empty] | VAV-1519
|  |  |  | MKN | FLEXICOMBI 6.1/ 10.1 | [9 empty] | VAV-152
|  |  |  | MODE LIGHTING | DINNPU0001-NA | [9 empty] | VAV-1520
|  |  |  | MOFI | MOFI4500-4GXELTE V2 | [9 empty] | VAV-1521
|  |  |  | MOFI NETWORK | MOFI4500 | [9 empty] | VAV-1522
|  |  |  | MONARCH | FRESHMARX | [9 empty] | VAV-1523
|  |  |  | MONARCH | FRESHMARX | [9 empty] | VAV-1524
|  |  |  | MONIKA | NOT VERIFIED | [9 empty] | VAV-1525
|  |  |  | MONNIT | ALTA | [9 empty] | VAV-1526
|  |  |  | MORLEY | ZX2SE | [9 empty] | VAV-1527
|  |  |  | MORSE WATCHMEN | KEYWATCHER | [9 empty] | VAV-1528
|  |  |  | MOTOROLA | DSL MODEM | [9 empty] | VAV-1529
|  |  |  | MOTOROLA | MOTOROLA ROUTER | [9 empty] | VAV-153
|  |  |  | MOTOROLA | NETOPIA 3347 | [9 empty] | VAV-1530
|  |  |  | MOTOROLA | NVG510 | [9 empty] | VAV-1531
|  |  |  | MOTOROLA | NEXUS 6 | [9 empty] | VAV-1532
|  |  |  | MOTOROLA | SLR 5500 | [9 empty] | VAV-1533
|  |  |  | MOTOROLA | SLR 5500 | [9 empty] | VAV-1534
|  |  |  | MOXA | EDS-205 | [9 empty] | VAV-1535
|  |  |  | MOXA | EDS-208 | [9 empty] | VAV-1536
|  |  |  | MOXA | EDS-208 | [9 empty] | VAV-1537
|  |  |  | MOXA | EDS-205 | [9 empty] | VAV-1538
|  |  |  | MOXA | EDS-208-M-SC | [9 empty] | VAV-1539
|  |  |  | MOXA | EDS-408A | [9 empty] | VAV-154
|  |  |  | MOXA | EDS-GS308-2SFP | [9 empty] | VAV-1540
|  |  |  | MOXA | EDS-208 | [9 empty] | VAV-1541
|  |  |  | MOXA | NPORT5150A | [9 empty] | VAV-1542
|  |  |  | MOXA | MB3170 | [9 empty] | VAV-1543
|  |  |  | MOXA | MB3180 | [9 empty] | VAV-1544
|  |  |  | MOXA | MGATE MB | [9 empty] | VAV-1545
|  |  |  | MOXA | NPORT 5150 | [9 empty] | VAV-1546
|  |  |  | MOXA | UC-8112-ME-T-LX-US-LTE | [9 empty] | VAV-1547
|  |  |  | MOXA | IMC-21GA-SX-SC | [9 empty] | VAV-1548
|  |  |  | MOXA | DO NOT USE | [9 empty] | VAV-1549
|  |  |  | MOXA | EDS-205A-S-SC-T | [9 empty] | VAV-155
|  |  |  | MOXA | EDS-108 | [9 empty] | VAV-1550
|  |  |  | MRV | MC102FRC | [9 empty] | VAV-1551
|  |  |  | MSA (SMC) | PROTOAIR FPA-W44 | [9 empty] | VAV-1552
|  |  |  | MSA (SMC) | EZ GATEWAY | [9 empty] | VAV-1553
|  |  |  | MSI | MS-7A15 | [9 empty] | VAV-1554
|  |  |  | MUZ | MUPADK10 | [9 empty] | VAV-1555
|  |  |  | N-TRON | 108TX | [9 empty] | VAV-1556
|  |  |  | N-TRON | 105TX | [9 empty] | VAV-1557
|  |  |  | N-TRON | 105FX | [9 empty] | VAV-1558
|  |  |  | NA | DO NOT USE | [9 empty] | VAV-1559
|  |  |  | NA | NA | [9 empty] | VAV-156
|  |  |  | NA | NA | [9 empty] | VAV-1560
|  |  |  | NA | NA | [9 empty] | VAV-1561
|  |  |  | NALCO | GLOBAL GATEWAY | [9 empty] | VAV-1562
|  |  |  | NEC | NEC FC-E16U | [9 empty] | VAV-1563
|  |  |  | NEC | MODEL UNKNOWN | [9 empty] | VAV-1564
|  |  |  | NEC | MULTISYNC P554 | [9 empty] | VAV-1565
|  |  |  | NEC | MULTISYNC V423 | [9 empty] | VAV-1566
|  |  |  | NEC | MULTISYNC V463 | [9 empty] | VAV-1567
|  |  |  | NEC | MULTISYNC V552 | [9 empty] | VAV-1568
|  |  |  | NEC | MULTISYNC V554 | [9 empty] | VAV-1569
|  |  |  | NEC | MULTISYNC V654Q | [9 empty] | VAV-157
|  |  |  | NEC | NOT VERIFIED | [9 empty] | VAV-1570
|  |  |  | NEC | NEC-NWA | [9 empty] | VAV-1571
|  |  |  | NEC | NEC-NWA | [9 empty] | VAV-1572
|  |  |  | NEC | P553 | [9 empty] | VAV-1573
|  |  |  | NEC | V463 | [9 empty] | VAV-1574
|  |  |  | NEC | V484 | [9 empty] | VAV-1575
|  |  |  | NEC | V554 | [9 empty] | VAV-1576
|  |  |  | NEC | V754Q | [9 empty] | VAV-1577
|  |  |  | NEC | EXPRESS5800-T110I-S | [9 empty] | VAV-1578
|  |  |  | NEC | NWA-070453-001 | [9 empty] | VAV-1579
|  |  |  | NEC | FC-E22U FC98-NX | [9 empty] | VAV-158
|  |  |  | NEC | MULTISYNC V864Q | [9 empty] | VAV-1580
|  |  |  | NEC | MULTISYNC V864Q | [9 empty] | VAV-1581
|  |  |  | NEC | UNIVERGE IX2215 | [9 empty] | VAV-1582
|  |  |  | NECTA | KALEA PLUS | [9 empty] | VAV-1583
|  |  |  | NELCO | GLOBAL GATEWAY 3G | [9 empty] | VAV-1584
|  |  |  | NEPTRONIC | EFCB-OE1 SERIES | [9 empty] | VAV-1585
|  |  |  | NEPTRONIC | EVCB SERIES | [9 empty] | VAV-1586
|  |  |  | NESCAFE | NESTLE FRIO | [9 empty] | VAV-1587
|  |  |  | NESPRESSO | MOMENTO 100 | [9 empty] | VAV-1588
|  |  |  | NEST | 3RD GENERATION | [9 empty] | VAV-1589
|  |  |  | NEST | NEST CAM A00005 | [9 empty] | VAV-159
|  |  |  | NESTLE WATERS | CELLI LAN8710A/LAN8710AI | [9 empty] | VAV-1590
|  |  |  | NETFON | RSA0071 | [9 empty] | VAV-1591
|  |  |  | NETFON | RSA0071 | [9 empty] | VAV-1592
|  |  |  | NETGEAR | AC750 | [9 empty] | VAV-1593
|  |  |  | NETGEAR | AC750 WIFI EXTENDER | [9 empty] | VAV-1594
|  |  |  | NETGEAR | AC1750 | [9 empty] | VAV-1595
|  |  |  | NETGEAR | DBND3700V2 | [9 empty] | VAV-1596
|  |  |  | NETGEAR | DGND3700 V2 | [9 empty] | VAV-1597
|  |  |  | NETGEAR | EX3700 | [9 empty] | VAV-1598
|  |  |  | NETGEAR | FS105 | [9 empty] | VAV-1599
|  |  |  | NETGEAR | FS105V2 | [9 empty] | VAV-16
|  |  |  | NETGEAR | FS108 | [9 empty] | VAV-160
|  |  |  | NETGEAR | FS108P | [9 empty] | VAV-1600
|  |  |  | NETGEAR | FS116P | [9 empty] | VAV-1601
|  |  |  | NETGEAR | FS605V3 | [9 empty] | VAV-1602
|  |  |  | NETGEAR | FS728TPV1 | [9 empty] | VAV-1603
|  |  |  | NETGEAR | G5608V3 | [9 empty] | VAV-1604
|  |  |  | NETGEAR | G5752TP | [9 empty] | VAV-1605
|  |  |  | NETGEAR | GS-108 | [9 empty] | VAV-1606
|  |  |  | NETGEAR | GS105 | [9 empty] | VAV-1607
|  |  |  | NETGEAR | GS105E | [9 empty] | VAV-1608
|  |  |  | NETGEAR | GS105V5 | [9 empty] | VAV-1609
|  |  |  | NETGEAR | GS108 | [9 empty] | VAV-161
|  |  |  | NETGEAR | GS108E | [9 empty] | VAV-1610
|  |  |  | NETGEAR | GS108TV2 | [9 empty] | VAV-1611
|  |  |  | NETGEAR | GS108V4 | [9 empty] | VAV-1612
|  |  |  | NETGEAR | GS110TP | [9 empty] | VAV-1613
|  |  |  | NETGEAR | GS116 | [9 empty] | VAV-1614
|  |  |  | NETGEAR | GS305 | [9 empty] | VAV-1615
|  |  |  | NETGEAR | GS608V4 | [9 empty] | VAV-1616
|  |  |  | NETGEAR | GS724TV4 | [9 empty] | VAV-1617
|  |  |  | NETGEAR | GS752TPS | [9 empty] | VAV-1618
|  |  |  | NETGEAR | JGS524 | [9 empty] | VAV-1619
|  |  |  | NETGEAR | MBR1515 | [9 empty] | VAV-162
|  |  |  | NETGEAR | MBR1515 | [9 empty] | VAV-1620
|  |  |  | NETGEAR | MBR1515 | [9 empty] | VAV-1621
|  |  |  | NETGEAR | MODEL FS105 | [9 empty] | VAV-1622
|  |  |  | NETGEAR | N300 | [9 empty] | VAV-1623
|  |  |  | NETGEAR | FS108P | [9 empty] | VAV-1624
|  |  |  | NETGEAR | GS748T | [9 empty] | VAV-1625
|  |  |  | NETGEAR | GS748T | [9 empty] | VAV-1626
|  |  |  | NETGEAR | R6080 | [9 empty] | VAV-1627
|  |  |  | NETGEAR | EX2700 | [9 empty] | VAV-1628
|  |  |  | NETGEAR | GS605 | [9 empty] | VAV-1629
|  |  |  | NETGEAR | LM1200 LTE MODEM | [9 empty] | VAV-163
|  |  |  | NETGEAR | GS728TP | [9 empty] | VAV-1630
|  |  |  | NETGEAR | AC1200 SMART WIFI | [9 empty] | VAV-1631
|  |  |  | NETGEAR | A6210 USB ADAPTER | [9 empty] | VAV-1632
|  |  |  | NETGEAR | GS724T | [9 empty] | VAV-1633
|  |  |  | NETHIX | WE500 | [9 empty] | VAV-1634
|  |  |  | NETHIX | WE500 | [9 empty] | VAV-1635
|  |  |  | NETOPIA | 3346N-002 | [9 empty] | VAV-1636
|  |  |  | NETPULSE | NOT VERIFIED | [9 empty] | VAV-1637
|  |  |  | NEXUS | NEXUS 9 | [9 empty] | VAV-1638
|  |  |  | NEXUS | PRIME G10 MT | [9 empty] | VAV-1639
|  |  |  | NIAGARA | 8025 | [9 empty] | VAV-164
|  |  |  | NIAGARA | JACE 8000 | [9 empty] | VAV-1640
|  |  |  | NIAGARA | NPM2 | [9 empty] | VAV-1641
|  |  |  | NIAGARA | NPM6E | [9 empty] | VAV-1642
|  |  |  | NIAGARA | SUPERVISOR | [9 empty] | VAV-1643
|  |  |  | NICOTRA | DDMP | [9 empty] | VAV-1644
|  |  |  | NICOTRA | EC FAN DDMP | [9 empty] | VAV-1645
|  |  |  | NICOTRA | DDMP 9/9 M6A1 DA5 | [9 empty] | VAV-1646
|  |  |  | NICOTRA | DDMP 7/7 M6A0 DA5 | [9 empty] | VAV-1647
|  |  |  | NIDEC | UNIDRIVE M200 | [9 empty] | VAV-1648
|  |  |  | NINTENDO | HAC-001 | [9 empty] | VAV-1649
|  |  |  | NINTENDO | HAC-001 (-01) | [9 empty] | VAV-165
|  |  |  | NINTENDO | HAC-001(-01) | [9 empty] | VAV-1650
|  |  |  | NINTENDO | HAC-001 | [9 empty] | VAV-1651
|  |  |  | NINTENDO | HAC-001 | [9 empty] | VAV-1652
|  |  |  | NINTENDO | HAC-001 | [9 empty] | VAV-1653
|  |  |  | NINTENDO | HAC1-GG20 | [9 empty] | VAV-1654
|  |  |  | NINTENDO | MOD.WUP-1010(02) | [9 empty] | VAV-1655
|  |  |  | NINTENDO | NINTENDO SWITCH | [9 empty] | VAV-1656
|  |  |  | NINTENDO | WII U | [9 empty] | VAV-1657
|  |  |  | NINTENDO | SWITCH | [9 empty] | VAV-1658
|  |  |  | NINTENDO | WII | [9 empty] | VAV-1659
|  |  |  | NINTENDO | WII U | [9 empty] | VAV-166
|  |  |  | NINTENDO | WUP-010(EUR) | [9 empty] | VAV-1660
|  |  |  | NINTENDO | WUP-010(USA) | [9 empty] | VAV-1661
|  |  |  | NINTENDO | WUP-101(02) | [9 empty] | VAV-1662
|  |  |  | NINTENDO | WUP-101(03) | [9 empty] | VAV-1663
|  |  |  | NIXPLAY | 10.1" HD SMART FRAME | [9 empty] | VAV-1664
|  |  |  | NLIGHT | ECLIPSE G2 | [9 empty] | VAV-1665
|  |  |  | NLIGHT | NECY G2 | [9 empty] | VAV-1666
|  |  |  | NLIGHT | NECY-MVOLT-BAC-ENC-SEP | [9 empty] | VAV-1667
|  |  |  | NLIGHT | NPP16 ER EFP | [9 empty] | VAV-1668
|  |  |  | NLIGHT | NPP16 PL T24 | [9 empty] | VAV-1669
|  |  |  | NLIGHT | NCM PDT 10 | [9 empty] | VAV-167
|  |  |  | NLIGHT | NCM PDT 9 | [9 empty] | VAV-1670
|  |  |  | NLIGHT | NPODM SERIES WALLPOD | [9 empty] | VAV-1671
|  |  |  | NLIGHT | NPS 80 POWER SUPPLY | [9 empty] | VAV-1672
|  |  |  | NLIGHT | NPP16 EFP | [9 empty] | VAV-1673
|  |  |  | NLIGHT | NRM SENSOR | [9 empty] | VAV-1674
|  |  |  | NLIGHT | NWSX PDT LV | [9 empty] | VAV-1675
|  |  |  | NLIGHT | NRM PDT SENSOR | [9 empty] | VAV-1676
|  |  |  | NLIGHT | NSP5 PCD SERIES | [9 empty] | VAV-1677
|  |  |  | NLIGHT | RPP20 RELAY PACK | [9 empty] | VAV-1678
|  |  |  | NLIGHT | ARP RELAY PANEL | [9 empty] | VAV-1679
|  |  |  | NLIGHT | RCMS SMART SENSOR | [9 empty] | VAV-168
|  |  |  | NLIGHT | RIO SERIES INTERFACE | [9 empty] | VAV-1680
|  |  |  | NLIGHT | AIR RES7 SENSOR | [9 empty] | VAV-1681
|  |  |  | NLIGHT ECLYPSE | NECY | [9 empty] | VAV-1682
|  |  |  | NLIGHT SYSTEM | NECY SYSTEM CONTROLLER | [9 empty] | VAV-1683
|  |  |  | NLIGHT SYSTEM | NECY SYSTEM CONTROLLER | [9 empty] | VAV-1684
|  |  |  | NLIGHT SYSTEM | FCS 7TSN X DBL | [9 empty] | VAV-1685
|  |  |  | NLIGHT SYSTEM | NPOD GFX | [9 empty] | VAV-1686
|  |  |  | NLIGHT SYSTEM | GATEWAY SERIES 2 | [9 empty] | VAV-1687
|  |  |  | NLIGHT SYSTEM | NECY SYSTEM CONTROLLER | [9 empty] | VAV-1688
|  |  |  | NLIGHT SYSTEM | NBRG 8 KIT | [9 empty] | VAV-1689
|  |  |  | NOT VERIFIED | UNVERIFIED | [9 empty] | VAV-169
|  |  |  | NOT VERIFIED | N/A | [9 empty] | VAV-1690
|  |  |  | NOT VERIFIED | NOT AVAILABLE | [9 empty] | VAV-1691
|  |  |  | NOT VERIFIED | SEE COMMENTS | [9 empty] | VAV-1692
|  |  |  | NOT VERIFIED | UNKNOWN | [9 empty] | VAV-1693
|  |  |  | NOT VERIFIED | NOT VERIFIED | [9 empty] | VAV-1694
|  |  |  | NOTIFACT | GGN-1 | [9 empty] | VAV-1695
|  |  |  | NOTIFIER | MODBUS-GW | [9 empty] | VAV-1696
|  |  |  | NOTIFIER | FIRST VISION | [9 empty] | VAV-1697
|  |  |  | NOTIFIER | NFN-GW-EM-3 | [9 empty] | VAV-1698
|  |  |  | NOTIFIER | ONYX SERIES | [9 empty] | VAV-1699
|  |  |  | NOVASOLAR | NSHP48 | [9 empty] | VAV-17
|  |  |  | NOVASTAR | VX6S | [9 empty] | VAV-170
|  |  |  | NOVASTAR | MCTRL 300 | [9 empty] | VAV-1700
|  |  |  | NOVATECH PC | DESKTOP PC | [9 empty] | VAV-1701
|  |  |  | NTI | ENVIROMUX-16D | [9 empty] | VAV-1702
|  |  |  | NTT | GE-PON FA F | [9 empty] | VAV-1703
|  |  |  | NVIDIA | SHIELD | [9 empty] | VAV-1704
|  |  |  | NVIDIA CORP | NVIDIA P2571 | [9 empty] | VAV-1705
|  |  |  | O/M | LIMIT | [9 empty] | VAV-1706
|  |  |  | OBVIUS | A8810 | [9 empty] | VAV-1707
|  |  |  | OBVIUS | A8810 | [9 empty] | VAV-1708
|  |  |  | OBVIUS | A8812 | [9 empty] | VAV-1709
|  |  |  | OBVIUS | ACQUISUITE A8814 | [9 empty] | VAV-171
|  |  |  | OBVIUS | ACQUISUITE A8814 | [9 empty] | VAV-1710
|  |  |  | OBVIUS | ACQUISUITE A8814 | [9 empty] | VAV-1711
|  |  |  | OBVIUS | VERIS INDUSTRIES | [9 empty] | VAV-1712
|  |  |  | OBVIUS | A7810 | [9 empty] | VAV-1713
|  |  |  | OCTANE FITNESS | PRO 3700 | [9 empty] | VAV-1714
|  |  |  | OCTANE FITNESS | PRO 4700 | [9 empty] | VAV-1715
|  |  |  | OEM | N/A | [9 empty] | VAV-1716
|  |  |  | OKAYA | BHARAT DC EV CHARGER | [9 empty] | VAV-1717
|  |  |  | OMICRON | IAQC1V2 | [9 empty] | VAV-1718
|  |  |  | OMICRON SENSING | IAQC3 | [9 empty] | VAV-1719
|  |  |  | ONICON | SYSTEM 10 | [9 empty] | VAV-172
|  |  |  | ONICON | F-5500 | [9 empty] | VAV-1720
|  |  |  | ONICON | F-4600 | [9 empty] | VAV-1721
|  |  |  | ONICON | F-1100 | [9 empty] | VAV-1722
|  |  |  | ONICON | ULTRASONIC FLOWMETER | [9 empty] | VAV-1723
|  |  |  | ONICON | FT-3100 | [9 empty] | VAV-1724
|  |  |  | ONICON | SYSTEM-20 BTU METER | [9 empty] | VAV-1725
|  |  |  | ONICON | F-1200 | [9 empty] | VAV-1726
|  |  |  | ONICON | FT-3500 FLOW METER | [9 empty] | VAV-1727
|  |  |  | ONLOGIC | LONG-ML100G-40 | [9 empty] | VAV-1728
|  |  |  | ONLOGIC | CL200G-10 | [9 empty] | VAV-1729
|  |  |  | OPEN SOURCE SOLUTIONS | 16A-MP | [9 empty] | VAV-173
|  |  |  | OPEN SOURCE SOLUTIONS | 16A-MP | [9 empty] | VAV-1730
|  |  |  | OPEN SOURCE SOLUTIONS | NEOSS-V3 | [9 empty] | VAV-1731
|  |  |  | OPEN SOURCE SOLUTIONS | NEOSS-V3 | [9 empty] | VAV-1732
|  |  |  | OPEN SOURCE SOLUTIONS | 16A-MP | [9 empty] | VAV-1733
|  |  |  | OPTCONNECT | OC-3252E | [9 empty] | VAV-1734
|  |  |  | OPTCONNECT | OC-4500 | [9 empty] | VAV-1735
|  |  |  | OPTCONNECT | OC-4100 | [9 empty] | VAV-1736
|  |  |  | OPTCONNECT | OC-4100 | [9 empty] | VAV-1737
|  |  |  | OPTCONNECT | OC-4100 | [9 empty] | VAV-1738
|  |  |  | OPTCONNECT | OC-4100 | [9 empty] | VAV-1739
|  |  |  | OPTCONNECT | OC-4100 | [9 empty] | VAV-174
|  |  |  | OPTCONNECT | OC-4300 | [9 empty] | VAV-1740
|  |  |  | OPTCONNECT | OC-4310E SOLO MODEM | [9 empty] | VAV-1741
|  |  |  | ORACLE MICROS SYSTEMS | WORKSTATION 6 | [9 empty] | VAV-1742
|  |  |  | OTIS | PCB WEIGHING BOARD | [9 empty] | VAV-1743
|  |  |  | OURCOOLHOUSE | WEB ENERGY LOGGER | [9 empty] | VAV-1744
|  |  |  | OUT OF ORDER | NOT VERIFIED | [9 empty] | VAV-1745
|  |  |  | OVERCLOCKERS UK | CUSTOM PC | [9 empty] | VAV-1746
|  |  |  | PANAMETRICS | AQUATRANS AT600 | [9 empty] | VAV-1747
|  |  |  | PANASONIC | CZ-256ESMC2 | [9 empty] | VAV-1748
|  |  |  | PANASONIC | CZ-256ESMC2 | [9 empty] | VAV-1749
|  |  |  | PANASONIC | INTENSIS BOX | [9 empty] | VAV-175
|  |  |  | PANASONIC | NOT VERIFIED | [9 empty] | VAV-1750
|  |  |  | PANASONIC | TC-65AX800U | [9 empty] | VAV-1751
|  |  |  | PANASONIC | PA-AC-BAC | [9 empty] | VAV-1752
|  |  |  | PANASONIC | PA-AC-BAC | [9 empty] | VAV-1753
|  |  |  | PANASONIC | CZ-256ESMC3 | [9 empty] | VAV-1754
|  |  |  | PANASONIC | S-45MF3E5A | [9 empty] | VAV-1755
|  |  |  | PANASONIC | S-22MM1E5B | [9 empty] | VAV-1756
|  |  |  | PANASONIC | CZ-P856HR3 | [9 empty] | VAV-1757
|  |  |  | PANASONIC | CZ-P456HR3 | [9 empty] | VAV-1758
|  |  |  | PANASONIC | CZ-P656HR3 | [9 empty] | VAV-1759
|  |  |  | PANASONIC | CZ-P4160HR3 | [9 empty] | VAV-176
|  |  |  | PANASONIC | S-60MF3E5A | [9 empty] | VAV-1760
|  |  |  | PANASONIC | S-56MK2E5B | [9 empty] | VAV-1761
|  |  |  | PANASONIC | S-56MF3E5A | [9 empty] | VAV-1762
|  |  |  | PANASONIC | S-6010PK3E | [9 empty] | VAV-1763
|  |  |  | PANASONIC | 3PIPE ECOI U-16MF3E8 | [9 empty] | VAV-1764
|  |  |  | PANASONIC | U-12MF3E8 | [9 empty] | VAV-1765
|  |  |  | PANASONIC | 3PIPE ECOI U-14MF3E8 | [9 empty] | VAV-1766
|  |  |  | PAR | INARI5_WIFI | [9 empty] | VAV-1767
|  |  |  | PAR | INARI_WIFI | [9 empty] | VAV-1768
|  |  |  | PARADOX | PCS250 | [9 empty] | VAV-1769
|  |  |  | PB PICOBOX | MESSAGE MASTER 5000 | [9 empty] | VAV-177
|  |  |  | PB PICOBOX | MESSAGE MASTER 5000 | [9 empty] | VAV-1770
|  |  |  | PEGATRON | WINDOWS | [9 empty] | VAV-1771
|  |  |  | PELOTON | ANDROID 7 | [9 empty] | VAV-1772
|  |  |  | PELOTON | BIKE | [9 empty] | VAV-1773
|  |  |  | PELOTON | PLTN-RB1VO | [9 empty] | VAV-1774
|  |  |  | PELOTON | PLTN-RB1VQ-2 | [9 empty] | VAV-1775
|  |  |  | PELOTON | PLTN-RB1VQ-2 | [9 empty] | VAV-1776
|  |  |  | PELOTON | PLTN-RB1VQ-2 | [9 empty] | VAV-1777
|  |  |  | PELOTON | PLTN-RB1VQ-2 | [9 empty] | VAV-1778
|  |  |  | PELOTON | PLTN-RB1VQ-2 | [9 empty] | VAV-1779
|  |  |  | PELOTON | BIKE | [9 empty] | VAV-178
|  |  |  | PELOTON | PLTN-RB1VO-2 | [9 empty] | VAV-1780
|  |  |  | PELOTON | RB1VQ EXERCISE BIKE | [9 empty] | VAV-1781
|  |  |  | PELOTON | RB1VQ EXERCISE BIKE | [9 empty] | VAV-1782
|  |  |  | PEPLINK | PEPWAVEMAX BR1 | [9 empty] | VAV-1783
|  |  |  | PEPLINK | PEPWAVEMAX BR1 | [9 empty] | VAV-1784
|  |  |  | PEPLINK | PEPWAVEMAX BR1 | [9 empty] | VAV-1785
|  |  |  | PEPLINK | PEPWAVEMAX BR1 | [9 empty] | VAV-1786
|  |  |  | PEPLINK | PEPWAVEMAX BR1 | [9 empty] | VAV-1787
|  |  |  | PEPLINK | PEPWAVE MAX BR1 | [9 empty] | VAV-1788
|  |  |  | PETRA | DATACENTER EQUIPMENT | [9 empty] | VAV-1789
|  |  |  | PHAROS | POE | [9 empty] | VAV-179
|  |  |  | PHAROS | LPC X | [9 empty] | VAV-1790
|  |  |  | PHEONIX CONTACT | SFNB 8TX | [9 empty] | VAV-1791
|  |  |  | PHILIPS | 3241312018A | [9 empty] | VAV-1792
|  |  |  | PHILIPS | 40PFL5507K/12 | [9 empty] | VAV-1793
|  |  |  | PHILIPS | 55PFL5507K/12 | [9 empty] | VAV-1794
|  |  |  | PHILIPS | DL-ETHENVG-101 | [9 empty] | VAV-1795
|  |  |  | PHILIPS | DYNALITE GATEWAY | [9 empty] | VAV-1796
|  |  |  | PHILIPS | ENVISION GATEWAY | [9 empty] | VAV-1797
|  |  |  | PHILIPS | NOT VERIFIED | [9 empty] | VAV-1798
|  |  |  | PHILIPS | SP482P LED40S/840 POE | [9 empty] | VAV-1799
|  |  |  | PHILIPS | SPDS-480CA 24V | [9 empty] | VAV-18
|  |  |  | PHILIPS | 50PUS6754/12 | [9 empty] | VAV-180
|  |  |  | PHILIPS | DYNALITE DUS360CR | [9 empty] | VAV-1800
|  |  |  | PHILIPS | DDNG485 | [9 empty] | VAV-1801
|  |  |  | PHILIPS | DDBC320-DALI | [9 empty] | VAV-1802
|  |  |  | PHILIPS | ANDROID TV 4K UHD | [9 empty] | VAV-1803
|  |  |  | PHILIPS | DDNG232 RS-232 GW | [9 empty] | VAV-1804
|  |  |  | PHILIPS | DALI-2 DRIVER CNTRLR | [9 empty] | VAV-1805
|  |  |  | PHILIPS | DRYCONTACT INTERFACE | [9 empty] | VAV-1806
|  |  |  | PHILIPS | DYNALITE DUS360CS | [9 empty] | VAV-1807
|  |  |  | PHILIPS | ANTUMBRA BUTTON (6) | [9 empty] | VAV-1808
|  |  |  | PHILIPS | DYNALITE DUS360CR | [9 empty] | VAV-1809
|  |  |  | PHILIPS | PADPA LCD DISPLAY | [9 empty] | VAV-181
|  |  |  | PHILIPS | PATPE ANTUMBRATOUCH | [9 empty] | VAV-1810
|  |  |  | PHILIPS | PDTS TOUCHSCREEN | [9 empty] | VAV-1811
|  |  |  | PHILIPS | DYNALITE DUS804CS-UP | [9 empty] | VAV-1812
|  |  |  | PHILIPS | GREENSPACE G6-DN39X | [9 empty] | VAV-1813
|  |  |  | PHILPS | DYNALITE DUS804CS-UP | [9 empty] | VAV-1814
|  |  |  | PHOENIX CONTACT | 2891001 | [9 empty] | VAV-1815
|  |  |  | PHOENIX CONTACT | SFN 16TX | [9 empty] | VAV-1816
|  |  |  | PHOENIX CONTACT | SFN 5TX | [9 empty] | VAV-1817
|  |  |  | PHOENIX CONTACT | SFN 8TX | [9 empty] | VAV-1818
|  |  |  | PHOENIX CONTACT | SFNB 5TX | [9 empty] | VAV-1819
|  |  |  | PHOENIX CONTACT | SFNB 8TX | [9 empty] | VAV-182
|  |  |  | PHOENIX CONTACT | SFNB 5TX | [9 empty] | VAV-1820
|  |  |  | PHOENIX CONTACT | X200-4G AC | [9 empty] | VAV-1821
|  |  |  | PHOENIX CONTACT | FL SWITCH 5TX | [9 empty] | VAV-1822
|  |  |  | PHOENIX CONTROLS | MICROSERVER | [9 empty] | VAV-1823
|  |  |  | PICOBOX | MESSAGE MASTER 4000 | [9 empty] | VAV-1824
|  |  |  | PICOBOX | MESSAGE MASTER 5000 | [9 empty] | VAV-1825
|  |  |  | PICOBOX | REX | [9 empty] | VAV-1826
|  |  |  | PICOBOX | MESSAGE MASTER 4000 | [9 empty] | VAV-1827
|  |  |  | PICOBOX | REX | [9 empty] | VAV-1828
|  |  |  | PICOBOX | FM-GUARD | [9 empty] | VAV-1829
|  |  |  | PIERO INFINITY CONTROL | SENSE-AIR-Q1 | [9 empty] | VAV-183
|  |  |  | PIONEER | PLE55FZP2 | [9 empty] | VAV-1830
|  |  |  | PLANAR | CHROME | [9 empty] | VAV-1831
|  |  |  | PLANAR | PCT2235 | [9 empty] | VAV-1832
|  |  |  | PLANET | FSD-503 | [9 empty] | VAV-1833
|  |  |  | PLANET | FSD-803 | [9 empty] | VAV-1834
|  |  |  | PLANET | FSD-803 | [9 empty] | VAV-1835
|  |  |  | PLANET | GSD-1603 | [9 empty] | VAV-1836
|  |  |  | PLANET | GSD-803 | [9 empty] | VAV-1837
|  |  |  | PLANET | SW-804 | [9 empty] | VAV-1838
|  |  |  | PLANET | SW-804 | [9 empty] | VAV-1839
|  |  |  | PLANET | MEDIA CONVERTER | [9 empty] | VAV-184
|  |  |  | PLANET | POE-162S | [9 empty] | VAV-1840
|  |  |  | PLATHOME | OPENBLOCKS AX3 | [9 empty] | VAV-1841
|  |  |  | PLCOME | HJ-422/485/232S33OC | [9 empty] | VAV-1842
|  |  |  | POWER KNOT | LFC-300 | [9 empty] | VAV-1843
|  |  |  | POWERSMITHS | E-SAVER OPAL | [9 empty] | VAV-1844
|  |  |  | POWERSMITHS | E-SAVER OPAL-R | [9 empty] | VAV-1845
|  |  |  | POWOGAZ | JS02 | [9 empty] | VAV-1846
|  |  |  | POWOGAZ | JS02 | [9 empty] | VAV-1847
|  |  |  | PRANA AIR | SQUAIR MONITOR | [9 empty] | VAV-1848
|  |  |  | PRECOR | P-82 | [9 empty] | VAV-1849
|  |  |  | PRECOR | AMT | [9 empty] | VAV-185
|  |  |  | PRECOR | AMT | [9 empty] | VAV-1850
|  |  |  | PRECOR | AMT 800 | [9 empty] | VAV-1851
|  |  |  | PRECOR | AMT-885 | [9 empty] | VAV-1852
|  |  |  | PRECOR | AMT-12 | [9 empty] | VAV-1853
|  |  |  | PRECOR | AMT-885 | [9 empty] | VAV-1854
|  |  |  | PRECOR | AMT-885 | [9 empty] | VAV-1855
|  |  |  | PRECOR | AMT-885 | [9 empty] | VAV-1856
|  |  |  | PRECOR | EFX | [9 empty] | VAV-1857
|  |  |  | PRECOR | EFX | [9 empty] | VAV-1858
|  |  |  | PRECOR | EFX 865 | [9 empty] | VAV-1859
|  |  |  | PRECOR | EFX 885 | [9 empty] | VAV-186
|  |  |  | PRECOR | EFX CROSSRAMP | [9 empty] | VAV-1860
|  |  |  | PRECOR | EFX835 | [9 empty] | VAV-1861
|  |  |  | PRECOR | EFX 885 | [9 empty] | VAV-1862
|  |  |  | PRECOR | EXERCISE BIKE | [9 empty] | VAV-1863
|  |  |  | PRECOR | LEG EXTENSION | [9 empty] | VAV-1864
|  |  |  | PRECOR | N/A | [9 empty] | VAV-1865
|  |  |  | PRECOR | P80 | [9 empty] | VAV-1866
|  |  |  | PRECOR | P80 | [9 empty] | VAV-1867
|  |  |  | PRECOR | P80 TRM | [9 empty] | VAV-1868
|  |  |  | PRECOR | P-82 | [9 empty] | VAV-1869
|  |  |  | PRECOR | P-82 | [9 empty] | VAV-187
|  |  |  | PRECOR | RBK 885 | [9 empty] | VAV-1870
|  |  |  | PRECOR | RBK 885 | [9 empty] | VAV-1871
|  |  |  | PRECOR | RBK 885 | [9 empty] | VAV-1872
|  |  |  | PRECOR | RBK 885 | [9 empty] | VAV-1873
|  |  |  | PRECOR | STAIRCLIMBER | [9 empty] | VAV-1874
|  |  |  | PRECOR | TRM | [9 empty] | VAV-1875
|  |  |  | PRECOR | TRM 800 | [9 empty] | VAV-1876
|  |  |  | PRECOR | TRM 811/835/865/885 | [9 empty] | VAV-1877
|  |  |  | PRECOR | TRM 811/835/885 | [9 empty] | VAV-1878
|  |  |  | PRECOR | TRM 885 | [9 empty] | VAV-1879
|  |  |  | PRECOR | TRM 885/833/811 | [9 empty] | VAV-188
|  |  |  | PRECOR | TRM 885/835 | [9 empty] | VAV-1880
|  |  |  | PRECOR | TRM TREADMILL | [9 empty] | VAV-1881
|  |  |  | PRECOR | TRM811/835/885 | [9 empty] | VAV-1882
|  |  |  | PRECOR | TRM885 | [9 empty] | VAV-1883
|  |  |  | PRECOR | UBK | [9 empty] | VAV-1884
|  |  |  | PRECOR | UBK 685 | [9 empty] | VAV-1885
|  |  |  | PRECOR | UBK 885 | [9 empty] | VAV-1886
|  |  |  | PRECOR | UBK 885/835/815 | [9 empty] | VAV-1887
|  |  |  | PRECOR | UBK855/835/815 | [9 empty] | VAV-1888
|  |  |  | PRECOR | UBK885 | [9 empty] | VAV-1889
|  |  |  | PRECOR | EFX-883 | [9 empty] | VAV-189
|  |  |  | PRECOR | TRM 885/845/833/823 | [9 empty] | VAV-1890
|  |  |  | PRECOR | PVS15-DT | [9 empty] | VAV-1891
|  |  |  | PRECOR | P62 | [9 empty] | VAV-1892
|  |  |  | PRIMLECO | VISUAL DATA AG | [9 empty] | VAV-1893
|  |  |  | PRIVA | PRIVA BLUE ID C4 | [9 empty] | VAV-1894
|  |  |  | PRIVA | BLUE ID S LINE | [9 empty] | VAV-1895
|  |  |  | PRIVA | BLUE ID S LINE | [9 empty] | VAV-1896
|  |  |  | PRIVA | PRIVA BLUE ID C4 | [9 empty] | VAV-1897
|  |  |  | PROCON | MMTCPBCONV-220 | [9 empty] | VAV-1898
|  |  |  | PRODUAL | TRI-3A | [9 empty] | VAV-1899
|  |  |  | PROGRAM ELEC | PE-GRP-200I | [9 empty] | VAV-19
|  |  |  | PROTOCONVERT | PG-K30A | [9 empty] | VAV-190
|  |  |  | PROTOSENSE | BEAMER1 | [9 empty] | VAV-1900
|  |  |  | PROTOSENSE | GW-BIP-MBTCP_RTU2 | [9 empty] | VAV-1901
|  |  |  | PROTOSENSE | SDS-MBGW-2P | [9 empty] | VAV-1902
|  |  |  | PRP SOLUTIONS | BIOMETRIC DEVICE V4.0 | [9 empty] | VAV-1903
|  |  |  | PSS | M910 | [9 empty] | VAV-1904
|  |  |  | PSS | M910 | [9 empty] | VAV-1905
|  |  |  | PUNTOLUCE | PENDENTE LN7.2 | [9 empty] | VAV-1906
|  |  |  | PUSR | DR154 | [9 empty] | VAV-1907
|  |  |  | PVI | DURAWATT ELECTRIC | [9 empty] | VAV-1908
|  |  |  | PVR CONTROLS | CRC-202000 | [9 empty] | VAV-1909
|  |  |  | PVR CONTROLS | CRC-205200 | [9 empty] | VAV-191
|  |  |  | QUANTA COMPUTER | USR-TCP232-24 | [9 empty] | VAV-1910
|  |  |  | RADIX | HBJC313U591-316R | [9 empty] | VAV-1911
|  |  |  | RADIXIOT | RADIXIOT | [9 empty] | VAV-1912
|  |  |  | RADIXIOT | BB200 | [9 empty] | VAV-1913
|  |  |  | RADIXIOT | RD201C | [9 empty] | VAV-1914
|  |  |  | RADIXIOT | RD201C | [9 empty] | VAV-1915
|  |  |  | RAINFOREST AUTOMATION | EAGLE200 | [9 empty] | VAV-1916
|  |  |  | RAKWIRELESS | WISGATE RAK7268CV2 | [9 empty] | VAV-1917
|  |  |  | RARITAN | EMX2-111 | [9 empty] | VAV-1918
|  |  |  | RASPBERRY PI | 3 B+ | [9 empty] | VAV-1919
|  |  |  | RASPBERRY PI | 3 B+ | [9 empty] | VAV-192
|  |  |  | RASPBERRY PI | 3 B+ | [9 empty] | VAV-1920
|  |  |  | RASPBERRY PI | 3 B+ | [9 empty] | VAV-1921
|  |  |  | RASPBERRY PI | NOT VERIFIED | [9 empty] | VAV-1922
|  |  |  | RASPBERRY PI | RASPBERRY PI | [9 empty] | VAV-1923
|  |  |  | RASPBERRY PI | RASPBERRY PI | [9 empty] | VAV-1924
|  |  |  | RATIONAL | ICOMBI PRO 62E | [9 empty] | VAV-1925
|  |  |  | RATIONAL | SCC WE 101 | [9 empty] | VAV-1926
|  |  |  | RATIONAL | SCC WE 102 | [9 empty] | VAV-1927
|  |  |  | RATIONAL | SCC WE 102 | [9 empty] | VAV-1928
|  |  |  | RATIONAL | SCC61E | [9 empty] | VAV-1929
|  |  |  | RATIONAL | SCC62G | [9 empty] | VAV-193
|  |  |  | RATIONAL | SCC62G | [9 empty] | VAV-1930
|  |  |  | RATIONAL | SCC-202G | [9 empty] | VAV-1931
|  |  |  | RATIONAL | SCC62G | [9 empty] | VAV-1932
|  |  |  | RATIONAL | 102E | [9 empty] | VAV-1933
|  |  |  | RATIONAL | 62G | [9 empty] | VAV-1934
|  |  |  | RATIONAL | ICOMBIPRO | [9 empty] | VAV-1935
|  |  |  | RATIONAL | IVARIO PRO L | [9 empty] | VAV-1936
|  |  |  | RATIONAL | IVARIO PRO L | [9 empty] | VAV-1937
|  |  |  | RATIONAL | VCC 211+ | [9 empty] | VAV-1938
|  |  |  | RATIONAL | VCC 211+ | [9 empty] | VAV-1939
|  |  |  | RATIONAL | SCC WE 201G | [9 empty] | VAV-194
|  |  |  | RATIONAL | ICOMBI PRO XS | [9 empty] | VAV-1940
|  |  |  | RATIONAL | SCC WE 201 | [9 empty] | VAV-1941
|  |  |  | RATIONAL | SELF COOKING CENTER | [9 empty] | VAV-1942
|  |  |  | RATIONAL | IVARIO PRO XL | [9 empty] | VAV-1943
|  |  |  | RATIONAL | SCC WE 61G | [9 empty] | VAV-1944
|  |  |  | RATIONAL | SCC WE 101G | [9 empty] | VAV-1945
|  |  |  | RATIONAL | ICOMBI CLASSIC | [9 empty] | VAV-1946
|  |  |  | RAVEL ELECTRONICS | RE-45AR | [9 empty] | VAV-1947
|  |  |  | RAVEL ELECTRONICS | RE-517ME | [9 empty] | VAV-1948
|  |  |  | RAYCHEM | RAYSTAT V5 | [9 empty] | VAV-1949
|  |  |  | RAYCHEM | TTSIM-1A-230 | [9 empty] | VAV-195
|  |  |  | RAYCHEM | TTSIM-2 | [9 empty] | VAV-1950
|  |  |  | RAYPAK | XVERS-TYPE H | [9 empty] | VAV-1951
|  |  |  | RED LION | 508TX-A | [9 empty] | VAV-1952
|  |  |  | RED LION | G3 KADET 2 | [9 empty] | VAV-1953
|  |  |  | RELAY GMBH | M-BUS DATA LOGGER | [9 empty] | VAV-1954
|  |  |  | RENU ELECTRONICS | FP4030 | [9 empty] | VAV-1955
|  |  |  | RESI | RESI-MBUS2-SIO | [9 empty] | VAV-1956
|  |  |  | RESOURCE DM | DMTOUCH | [9 empty] | VAV-1957
|  |  |  | RF CODE | M250 | [9 empty] | VAV-1958
|  |  |  | RICOH | SP C740 | [9 empty] | VAV-1959
|  |  |  | RICOH | SP-C740 | [9 empty] | VAV-196
|  |  |  | RIELLO | RIELLO GMI 80T | [9 empty] | VAV-1960
|  |  |  | RING | INDOOR CAM | [9 empty] | VAV-1961
|  |  |  | RIPPLES | RIPPLE MAKER II | [9 empty] | VAV-1962
|  |  |  | RLE | LD2100 | [9 empty] | VAV-1963
|  |  |  | ROCKWELL | 1769-L32E | [9 empty] | VAV-1964
|  |  |  | ROCKWELL | PANELVIEW C600 | [9 empty] | VAV-1965
|  |  |  | ROCKWELL | MICROLOGIX 1100 | [9 empty] | VAV-1966
|  |  |  | ROCKWELL | PANELVIEW PLUS 1200 | [9 empty] | VAV-1967
|  |  |  | ROCKWELL | PANELVIEW PLUS 1250 | [9 empty] | VAV-1968
|  |  |  | ROCKWELL | PANELVIEW PLUS 1000 | [9 empty] | VAV-1969
|  |  |  | ROCKWELL | MICROLOGIX 1400 | [9 empty] | VAV-197
|  |  |  | ROCKWELL | PANELVIEW PLUS COMPACT 600 | [9 empty] | VAV-1970
|  |  |  | ROCKWELL | COMPACTLOGIX L18ER | [9 empty] | VAV-1971
|  |  |  | ROCKWELL | COMPACTLOGIX L33ER | [9 empty] | VAV-1972
|  |  |  | ROCKWELL | PANELVIEW PLUS 600 | [9 empty] | VAV-1973
|  |  |  | ROCKWELL | 1761-NET-ENI | [9 empty] | VAV-1974
|  |  |  | ROCKWELL | COMPACTLOGIX ETHERNET/IP | [9 empty] | VAV-1975
|  |  |  | ROCKWELL | COPACTLOGIX 5380 | [9 empty] | VAV-1976
|  |  |  | ROCKWELL | PANELVIEW PLUS 7 | [9 empty] | VAV-1977
|  |  |  | ROCKWELL | STRATIX 2000 | [9 empty] | VAV-1978
|  |  |  | ROKU | 3810X | [9 empty] | VAV-1979
|  |  |  | ROKU | 3800X | [9 empty] | VAV-198
|  |  |  | ROKU | 3810X | [9 empty] | VAV-1980
|  |  |  | ROKU | 3810X | [9 empty] | VAV-1981
|  |  |  | ROKU | 3810X | [9 empty] | VAV-1982
|  |  |  | ROKU | 3810X | [9 empty] | VAV-1983
|  |  |  | ROKU | 3810RW | [9 empty] | VAV-1984
|  |  |  | ROKU | 3810X | [9 empty] | VAV-1985
|  |  |  | ROKU | 3810X STREAMING STICK+ | [9 empty] | VAV-1986
|  |  |  | ROKU | 3921RW | [9 empty] | VAV-1987
|  |  |  | ROKU | 4230X | [9 empty] | VAV-1988
|  |  |  | ROKU | 49S325 | [9 empty] | VAV-1989
|  |  |  | ROKU | 55S405 | [9 empty] | VAV-199
|  |  |  | ROKU | STREAMING STICK + | [9 empty] | VAV-1990
|  |  |  | ROKU | ROKU ULTRA 4660X | [9 empty] | VAV-2
|  |  |  | ROKU | STREAMING STICK + | [9 empty] | VAV-20
|  |  |  | ROSEMOUNT | ICOM | [9 empty] | VAV-200
|  |  |  | ROSEMOUNT | ICOM CONTROL BOARD | [9 empty] | VAV-201
|  |  |  | RRT | DC FAST CHARGING STATION | [9 empty] | VAV-202
|  |  |  | RSCAT | LCD24 | [9 empty] | VAV-203
|  |  |  | RTA | 460ETCMRS-NNA1 | [9 empty] | VAV-204
|  |  |  | RTA | 460MMBMS-N34 | [9 empty] | VAV-205
|  |  |  | S+S REGELTECHNIK | THERMASGARD | [9 empty] | VAV-206
|  |  |  | SAFESCAN | TA-8030 | [9 empty] | VAV-207
|  |  |  | SAIA BURGESS | PCD3.M3330 | [9 empty] | VAV-208
|  |  |  | SAIA BURGESS | PCD3.M5540 | [9 empty] | VAV-209
|  |  |  | SAIA BURGESS | PCD3.M5560 | [9 empty] | VAV-21
|  |  |  | SAIA BURGESS | PCD2.M4 | [9 empty] | VAV-210
|  |  |  | SAIA BURGESS | PCD3.M6880 | [9 empty] | VAV-211
|  |  |  | SAIA BURGESS | PCD7.D450WTPF | [9 empty] | VAV-212
|  |  |  | SAINT GOBAIN | 300-1198-001 | [9 empty] | VAV-213
|  |  |  | SAINT GOBAIN | 300-1175-001 | [9 empty] | VAV-214
|  |  |  | SAKKARAH | NEVADA DHW HEATER | [9 empty] | VAV-215
|  |  |  | SAMSUNG | 550EXN | [9 empty] | VAV-216
|  |  |  | SAMSUNG | 8 SERIES | [9 empty] | VAV-217
|  |  |  | SAMSUNG | AA04 | [9 empty] | VAV-218
|  |  |  | SAMSUNG | BD-F5100 | [9 empty] | VAV-219
|  |  |  | SAMSUNG | DB40E | [9 empty] | VAV-22
|  |  |  | SAMSUNG | DB43J | [9 empty] | VAV-220
|  |  |  | SAMSUNG | DB55E | [9 empty] | VAV-221
|  |  |  | SAMSUNG | DC48E | [9 empty] | VAV-222
|  |  |  | SAMSUNG | DC49H | [9 empty] | VAV-223
|  |  |  | SAMSUNG | DC55E | [9 empty] | VAV-224
|  |  |  | SAMSUNG | DM48E | [9 empty] | VAV-225
|  |  |  | SAMSUNG | DM55D | [9 empty] | VAV-226
|  |  |  | SAMSUNG | DM55E | [9 empty] | VAV-227
|  |  |  | SAMSUNG | DM65E | [9 empty] | VAV-228
|  |  |  | SAMSUNG | DM65E | [9 empty] | VAV-229
|  |  |  | SAMSUNG | DM65E | [9 empty] | VAV-23
|  |  |  | SAMSUNG | DM65E | [9 empty] | VAV-230
|  |  |  | SAMSUNG | DM75E | [9 empty] | VAV-231
|  |  |  | SAMSUNG | DM48E | [9 empty] | VAV-232
|  |  |  | SAMSUNG | DM55E | [9 empty] | VAV-233
|  |  |  | SAMSUNG | DMS-BAC NET | [9 empty] | VAV-234
|  |  |  | SAMSUNG | ELSU343-0004 | [9 empty] | VAV-235
|  |  |  | SAMSUNG | UE65MU7000 | [9 empty] | VAV-236
|  |  |  | SAMSUNG | GALAXY TAB 3 | [9 empty] | VAV-237
|  |  |  | SAMSUNG | GALAXY TAB 4 | [9 empty] | VAV-238
|  |  |  | SAMSUNG | GALAXY TAB A | [9 empty] | VAV-239
|  |  |  | SAMSUNG | GALAXY TAB A | [9 empty] | VAV-24
|  |  |  | SAMSUNG | GALAXY TAB A | [9 empty] | VAV-240
|  |  |  | SAMSUNG | GALAXY TAB A | [9 empty] | VAV-241
|  |  |  | SAMSUNG | GALAXY TAB A | [9 empty] | VAV-242
|  |  |  | SAMSUNG | GALAXY TAB A | [9 empty] | VAV-243
|  |  |  | SAMSUNG | GALAXY TAB A | [9 empty] | VAV-244
|  |  |  | SAMSUNG | GALAXY TAB A 10.5 | [9 empty] | VAV-245
|  |  |  | SAMSUNG | GALAXY TAB A 8.0 | [9 empty] | VAV-246
|  |  |  | SAMSUNG | GALAXY TAB A SMT-580 | [9 empty] | VAV-247
|  |  |  | SAMSUNG | GALAXY TAB A SMT580 | [9 empty] | VAV-248
|  |  |  | SAMSUNG | GALAXY TAB A6 SM-T580 | [9 empty] | VAV-249
|  |  |  | SAMSUNG | GT P3113 TAB 2 | [9 empty] | VAV-25
|  |  |  | SAMSUNG | GALAXY TAB 2 | [9 empty] | VAV-250
|  |  |  | SAMSUNG | HG55EE690DB | [9 empty] | VAV-251
|  |  |  | SAMSUNG | HG5AAC690EW | [9 empty] | VAV-252
|  |  |  | SAMSUNG | J5500 | [9 empty] | VAV-253
|  |  |  | SAMSUNG | QLED65 | [9 empty] | VAV-254
|  |  |  | SAMSUNG | LH32 PMFP | [9 empty] | VAV-255
|  |  |  | SAMSUNG | LH40MDCP | [9 empty] | VAV-256
|  |  |  | SAMSUNG | SAMSUNG LH40 MEPLGC | [9 empty] | VAV-257
|  |  |  | SAMSUNG | LH46MECPLGA/ZA | [9 empty] | VAV-258
|  |  |  | SAMSUNG | LH48DMDPLGC/EN | [9 empty] | VAV-259
|  |  |  | SAMSUNG | LH55 DMEPLGA | [9 empty] | VAV-26
|  |  |  | SAMSUNG | LH55DMEPLGA/GO | [9 empty] | VAV-260
|  |  |  | SAMSUNG | ME55C | [9 empty] | VAV-261
|  |  |  | SAMSUNG | LH55MECPLGA/ZA | [9 empty] | VAV-262
|  |  |  | SAMSUNG | LH55PMFPBGC | [9 empty] | VAV-263
|  |  |  | SAMSUNG | DM55E | [9 empty] | VAV-264
|  |  |  | SAMSUNG | LH55DMEPLGA/GO | [9 empty] | VAV-265
|  |  |  | SAMSUNG | ME46B | [9 empty] | VAV-266
|  |  |  | SAMSUNG | ME55B | [9 empty] | VAV-267
|  |  |  | SAMSUNG | ME55C | [9 empty] | VAV-268
|  |  |  | SAMSUNG | ME75C | [9 empty] | VAV-269
|  |  |  | SAMSUNG | NEXUS 10 | [9 empty] | VAV-27
|  |  |  | SAMSUNG | NOT VERIFIED | [9 empty] | VAV-270
|  |  |  | SAMSUNG | ONE CONNECT | [9 empty] | VAV-271
|  |  |  | SAMSUNG | PH49F | [9 empty] | VAV-272
|  |  |  | SAMSUNG | PHF55 | [9 empty] | VAV-273
|  |  |  | SAMSUNG | PM49F | [9 empty] | VAV-274
|  |  |  | SAMSUNG | PM49H | [9 empty] | VAV-275
|  |  |  | SAMSUNG | PM55H | [9 empty] | VAV-276
|  |  |  | SAMSUNG | QA75Q7FNAKXXT | [9 empty] | VAV-277
|  |  |  | SAMSUNG | QMH SERIES | [9 empty] | VAV-278
|  |  |  | SAMSUNG | QMH SERIES | [9 empty] | VAV-279
|  |  |  | SAMSUNG | QMH SERIES | [9 empty] | VAV-28
|  |  |  | SAMSUNG | QM55H | [9 empty] | VAV-280
|  |  |  | SAMSUNG | QM65H | [9 empty] | VAV-281
|  |  |  | SAMSUNG | QMH SERIES | [9 empty] | VAV-282
|  |  |  | SAMSUNG | QN49Q60RAFXZA | [9 empty] | VAV-283
|  |  |  | SAMSUNG | QN65Q60RAFXZA | [9 empty] | VAV-284
|  |  |  | SAMSUNG | RF265BEAESR | [9 empty] | VAV-285
|  |  |  | SAMSUNG | DM55E | [9 empty] | VAV-286
|  |  |  | SAMSUNG | SM-T377A | [9 empty] | VAV-287
|  |  |  | SAMSUNG | SCH-I705 | [9 empty] | VAV-288
|  |  |  | SAMSUNG | THE SERIF | [9 empty] | VAV-289
|  |  |  | SAMSUNG | SM-T113NU | [9 empty] | VAV-29
|  |  |  | SAMSUNG | SM-T210R | [9 empty] | VAV-290
|  |  |  | SAMSUNG | SM-T230NU | [9 empty] | VAV-291
|  |  |  | SAMSUNG | SM-T280 | [9 empty] | VAV-292
|  |  |  | SAMSUNG | SM-T290 | [9 empty] | VAV-293
|  |  |  | SAMSUNG | SM-T350 | [9 empty] | VAV-294
|  |  |  | SAMSUNG | SM-T380 | [9 empty] | VAV-295
|  |  |  | SAMSUNG | SM-T550 | [9 empty] | VAV-296
|  |  |  | SAMSUNG | SM-T580 | [9 empty] | VAV-297
|  |  |  | SAMSUNG | SM-T590 | [9 empty] | VAV-298
|  |  |  | SAMSUNG | SM-T813 | [9 empty] | VAV-299
|  |  |  | SAMSUNG | SM-T580 | [9 empty] | VAV-3
|  |  |  | SAMSUNG | SM-T580 | [9 empty] | VAV-30
|  |  |  | SAMSUNG | SMT580 | [9 empty] | VAV-300
|  |  |  | SAMSUNG | UN48JU6400 | [9 empty] | VAV-301
|  |  |  | SAMSUNG | UA-55H6400 | [9 empty] | VAV-302
|  |  |  | SAMSUNG | UE32D5000 | [9 empty] | VAV-303
|  |  |  | SAMSUNG | UE48KU6500 | [9 empty] | VAV-304
|  |  |  | SAMSUNG | UE48KU6400 | [9 empty] | VAV-305
|  |  |  | SAMSUNG | UE55ES8000 | [9 empty] | VAV-306
|  |  |  | SAMSUNG | UE55F8000AT | [9 empty] | VAV-307
|  |  |  | SAMSUNG | UE55J5500 | [9 empty] | VAV-308
|  |  |  | SAMSUNG | UE55JU6400 | [9 empty] | VAV-309
|  |  |  | SAMSUNG | UE55KU7000 | [9 empty] | VAV-31
|  |  |  | SAMSUNG | UE60D6505VS | [9 empty] | VAV-310
|  |  |  | SAMSUNG | UE60D8000 | [9 empty] | VAV-311
|  |  |  | SAMSUNG | UE65JU6400 | [9 empty] | VAV-312
|  |  |  | SAMSUNG | UN40C6900VM | [9 empty] | VAV-313
|  |  |  | SAMSUNG | UN40J5500 | [9 empty] | VAV-314
|  |  |  | SAMSUNG | UN46F6400 | [9 empty] | VAV-315
|  |  |  | SAMSUNG | UN49KU6500 | [9 empty] | VAV-316
|  |  |  | SAMSUNG | UN50M5300 | [9 empty] | VAV-317
|  |  |  | SAMSUNG | UN55B7000WFUZA | [9 empty] | VAV-318
|  |  |  | SAMSUNG | UN55B8000 | [9 empty] | VAV-319
|  |  |  | SAMSUNG | UN55D7000 | [9 empty] | VAV-32
|  |  |  | SAMSUNG | UN55D7000 | [9 empty] | VAV-320
|  |  |  | SAMSUNG | UN55ES8000 | [9 empty] | VAV-321
|  |  |  | SAMSUNG | UN55F6400 | [9 empty] | VAV-322
|  |  |  | SAMSUNG | UN55JS8500 | [9 empty] | VAV-323
|  |  |  | SAMSUNG | UN55JU6500 | [9 empty] | VAV-324
|  |  |  | SAMSUNG | UN55KU6300 | [9 empty] | VAV-325
|  |  |  | SAMSUNG | UN60KU6300 | [9 empty] | VAV-326
|  |  |  | SAMSUNG | UN65HU8700 | [9 empty] | VAV-327
|  |  |  | SAMSUNG | UN65J5200AF | [9 empty] | VAV-328
|  |  |  | SAMSUNG | UN65KS8000 | [9 empty] | VAV-329
|  |  |  | SAMSUNG | UN65MU6290 | [9 empty] | VAV-33
|  |  |  | SAMSUNG | UN65MU8000 | [9 empty] | VAV-330
|  |  |  | SAMSUNG | UN65NU8000 | [9 empty] | VAV-331
|  |  |  | SAMSUNG | UN75J6300 | [9 empty] | VAV-332
|  |  |  | SAMSUNG | UN75JU7100 | [9 empty] | VAV-333
|  |  |  | SAMSUNG | UN75KS900 | [9 empty] | VAV-334
|  |  |  | SAMSUNG | UN75NU7100 | [9 empty] | VAV-335
|  |  |  | SAMSUNG | XE500C | [9 empty] | VAV-336
|  |  |  | SAMSUNG | SM-T585 | [9 empty] | VAV-337
|  |  |  | SAMSUNG | Q60R | [9 empty] | VAV-338
|  |  |  | SAMSUNG | UN43NU6900F | [9 empty] | VAV-339
|  |  |  | SAMSUNG | SM-T510 | [9 empty] | VAV-34
|  |  |  | SAMSUNG | GALAXY TAB 7 SM-T870 | [9 empty] | VAV-340
|  |  |  | SAMSUNG | GALAXY TAB 7 SM-T870 | [9 empty] | VAV-341
|  |  |  | SAMSUNG | GALAXY TAB A 8.0 SM-T295 | [9 empty] | VAV-342
|  |  |  | SAMSUNG | GALAXY TAB A 8.0 SM-T295 | [9 empty] | VAV-343
|  |  |  | SAMSUNG | QE65Q85RAT | [9 empty] | VAV-344
|  |  |  | SAMSUNG | QE65Q85RAT | [9 empty] | VAV-345
|  |  |  | SAMSUNG | UN65JU6500 | [9 empty] | VAV-346
|  |  |  | SAMSUNG | NEXUS 09 | [9 empty] | VAV-347
|  |  |  | SAMSUNG | GALAXY TAB S8 SM-X706B | [9 empty] | VAV-348
|  |  |  | SAMSUNG | 7000 | [9 empty] | VAV-349
|  |  |  | SAMSUNG | UN55AU7700GXZD | [9 empty] | VAV-35
|  |  |  | SAMSUNG | QB55R | [9 empty] | VAV-350
|  |  |  | SAMSUNG | QB55R | [9 empty] | VAV-351
|  |  |  | SAMSUNG | GALAXY TAB S6 SM-P610 | [9 empty] | VAV-352
|  |  |  | SAMSUNG | UN55ES6150F | [9 empty] | VAV-353
|  |  |  | SAMSUNG | GALAXY A03 | [9 empty] | VAV-354
|  |  |  | SAMSUNG | PM43H | [9 empty] | VAV-355
|  |  |  | SAMSUNG | GALAXY A2 CORE | [9 empty] | VAV-356
|  |  |  | SAMSUNG | GALAXY F04 | [9 empty] | VAV-357
|  |  |  | SAMSUNG | GALAXY M13 | [9 empty] | VAV-358
|  |  |  | SAMSUNG | SM-T220 | [9 empty] | VAV-359
|  |  |  | SAMSUNG | GALAXY M04 | [9 empty] | VAV-36
|  |  |  | SAMSUNG | GALAXY TAB S6 LITE | [9 empty] | VAV-360
|  |  |  | SAMSUNG | UE65H6400AK | [9 empty] | VAV-361
|  |  |  | SAMSUNG | GALAXY M15 | [9 empty] | VAV-362
|  |  |  | SAMSUNG | CLASS 9 SERIES | [9 empty] | VAV-363
|  |  |  | SAMSUNG | TAB A8 SM-X200 | [9 empty] | VAV-364
|  |  |  | SAMSUNG | GALAXY TAB A SM-T515 | [9 empty] | VAV-365
|  |  |  | SAMSUNG | Q70 SERIES (65) | [9 empty] | VAV-366
|  |  |  | SAMSUNG | GALAXY TAB S9 | [9 empty] | VAV-367
|  |  |  | SAMSUNG | BE65A-HB | [9 empty] | VAV-368
|  |  |  | SAMSUNG | QN65Q80D | [9 empty] | VAV-369
|  |  |  | SAMSUNG | UA65AU7700KXXT | [9 empty] | VAV-37
|  |  |  | SAMSUNG | GALAXY TAB A9+ | [9 empty] | VAV-370
|  |  |  | SAMSUNG | PH55F-P | [9 empty] | VAV-371
|  |  |  | SAMSUNG | 360 CASSETTE | [9 empty] | VAV-372
|  |  |  | SAMSUNG | AM***CXV** SERIES AC | [9 empty] | VAV-373
|  |  |  | SAMSUNG | MIM-B19N MODBUS GW | [9 empty] | VAV-374
|  |  |  | SAMSUNG | DVM S2 OUTDOOR | [9 empty] | VAV-375
|  |  |  | SAMSUNG | MSP DUCT AC UNIT | [9 empty] | VAV-376
|  |  |  | SAMSUNG | 1-WAY CASSETTE AC | [9 empty] | VAV-377
|  |  |  | SAMSUNG | AC UNIT AM-NN1DKH | [9 empty] | VAV-378
|  |  |  | SAMSUNG | DUCT S DVM FCU | [9 empty] | VAV-379
|  |  |  | SAMSUNG | WIRED REMOTE CNTRLR | [9 empty] | VAV-38
|  |  |  | SAMSUNG | 2-WAY CASSETTE AC | [9 empty] | VAV-380
|  |  |  | SAMSUNG | HSP DUCT | [9 empty] | VAV-381
|  |  |  | SAMSUNG | FRESH AIR DUCT AC | [9 empty] | VAV-382
|  |  |  | SAMSUNG | SIMPLE TOUCH CNTRLR | [9 empty] | VAV-383
|  |  |  | SAMSUNG | DVM S (XVGHH, XVAHH) | [9 empty] | VAV-384
|  |  |  | SAMSUNG | DVM S ECO | [9 empty] | VAV-385
|  |  |  | SAMSUNG | DVM S ECO HEAT PUMP | [9 empty] | VAV-386
|  |  |  | SAMSUNG | CLASS 9 SERIES | [9 empty] | VAV-387
|  |  |  | SAN TELEQUIP | GW BMS04-D | [9 empty] | VAV-388
|  |  |  | SAN TELEQUIP PVT. LTD | GW BMS | [9 empty] | VAV-389
|  |  |  | SATEC | BFM136 | [9 empty] | VAV-39
|  |  |  | SATO | FX3-LX | [9 empty] | VAV-390
|  |  |  | SAUNTER | EY-AS525F001 | [9 empty] | VAV-391
|  |  |  | SAUNTER | EY-RC504FXXX | [9 empty] | VAV-392
|  |  |  | SAUTER | EY-AS-525 | [9 empty] | VAV-393
|  |  |  | SAUTER | EY-AS524F001 | [9 empty] | VAV-394
|  |  |  | SAUTER | EY-GT103F001 | [9 empty] | VAV-395
|  |  |  | SAUTER | EY-RC500F001 | [9 empty] | VAV-396
|  |  |  | SAUTER | EY-RC504F001 | [9 empty] | VAV-397
|  |  |  | SAUTER | EY-AS-525 | [9 empty] | VAV-398
|  |  |  | SAUTER | EY-GTW103S | [9 empty] | VAV-399
|  |  |  | SAUTER | EY-RC505FXXX | [9 empty] | VAV-4
|  |  |  | SAUTER | ASV305BF7000W | [9 empty] | VAV-40
|  |  |  | SAUTER | ASV305BF7XXXW | [9 empty] | VAV-400
|  |  |  | SAUTER | EY-GT485 | [9 empty] | VAV-401
|  |  |  | SAVARIA | COMMANDER | [9 empty] | VAV-402
|  |  |  | SCHAERER | COFFEE SOUL | [9 empty] | VAV-403
|  |  |  | SCHAERER | COFFEE CLUB | [9 empty] | VAV-404
|  |  |  | SCHAERER | COFFEE ART PLUS | [9 empty] | VAV-405
|  |  |  | SCHNEIDER | AS-B | [9 empty] | VAV-406
|  |  |  | SCHNEIDER | AS-P | [9 empty] | VAV-407
|  |  |  | SCHNEIDER | AUTOMATION SERVER | [9 empty] | VAV-408
|  |  |  | SCHNEIDER | BCX1 SERIES | [9 empty] | VAV-409
|  |  |  | SCHNEIDER | BCX1 SERIES | [9 empty] | VAV-41
|  |  |  | SCHNEIDER | BCX1 SERIES | [9 empty] | VAV-410
|  |  |  | SCHNEIDER | BCX1 SERIES | [9 empty] | VAV-411
|  |  |  | SCHNEIDER | EGX150 | [9 empty] | VAV-412
|  |  |  | SCHNEIDER | ENTERPRISE SERVER | [9 empty] | VAV-413
|  |  |  | SCHNEIDER | G3HT20KHB2 | [9 empty] | VAV-414
|  |  |  | SCHNEIDER | GALAXY 5000 | [9 empty] | VAV-415
|  |  |  | SCHNEIDER | GALAXY 5500 | [9 empty] | VAV-416
|  |  |  | SCHNEIDER | GALAXY 6000 | [9 empty] | VAV-417
|  |  |  | SCHNEIDER | GALAXY 7000 | [9 empty] | VAV-418
|  |  |  | SCHNEIDER | GALAXY VM | [9 empty] | VAV-419
|  |  |  | SCHNEIDER | LSS100100 | [9 empty] | VAV-42
|  |  |  | SCHNEIDER | ISX20K20F | [9 empty] | VAV-420
|  |  |  | SCHNEIDER | LINK 150 | [9 empty] | VAV-421
|  |  |  | SCHNEIDER | M172 | [9 empty] | VAV-422
|  |  |  | SCHNEIDER | MAGELIS | [9 empty] | VAV-423
|  |  |  | SCHNEIDER | PM168-42-255 | [9 empty] | VAV-424
|  |  |  | SCHNEIDER | POWERLOGIC EGX100 | [9 empty] | VAV-425
|  |  |  | SCHNEIDER | POWERLOGIC PM3255 | [9 empty] | VAV-426
|  |  |  | SCHNEIDER | SMARTLINK SI B | [9 empty] | VAV-427
|  |  |  | SCHNEIDER | N/A | [9 empty] | VAV-428
|  |  |  | SCHNEIDER | SPACELYNK | [9 empty] | VAV-429
|  |  |  | SCHNEIDER | SR2MOD02 | [9 empty] | VAV-43
|  |  |  | SCHNEIDER | SUVTP30KH | [9 empty] | VAV-430
|  |  |  | SCHNEIDER | SXWASB24X10002 | [9 empty] | VAV-431
|  |  |  | SCHNEIDER | SXWASPXXX10001 | [9 empty] | VAV-432
|  |  |  | SCHNEIDER | SXWAUTSVR10001 | [9 empty] | VAV-433
|  |  |  | SCHNEIDER | SYAF16K | [9 empty] | VAV-434
|  |  |  | SCHNEIDER | SYAF16KRHI | [9 empty] | VAV-435
|  |  |  | SCHNEIDER | SYCF160KH | [9 empty] | VAV-436
|  |  |  | SCHNEIDER | SYCF40KF | [9 empty] | VAV-437
|  |  |  | SCHNEIDER | SYCF48KH | [9 empty] | VAV-438
|  |  |  | SCHNEIDER | SYCF80KH | [9 empty] | VAV-439
|  |  |  | SCHNEIDER | SYMMETRA LX16000 RM | [9 empty] | VAV-44
|  |  |  | SCHNEIDER | TAC XENTA 731 | [9 empty] | VAV-440
|  |  |  | SCHNEIDER | UN-004-5045 | [9 empty] | VAV-441
|  |  |  | SCHNEIDER | UN-004-5045 | [9 empty] | VAV-442
|  |  |  | SCHNEIDER | UN2-CI4-00 | [9 empty] | VAV-443
|  |  |  | SCHNEIDER | APVS9601 | [9 empty] | VAV-444
|  |  |  | SCHNEIDER | XENTA-511 | [9 empty] | VAV-445
|  |  |  | SCHNEIDER | POWERLOGIC ION8650 | [9 empty] | VAV-446
|  |  |  | SCHNEIDER | GALAXY VS | [9 empty] | VAV-447
|  |  |  | SCHNEIDER | PM8000 | [9 empty] | VAV-448
|  |  |  | SCHNEIDER | A9XMZA08 | [9 empty] | VAV-449
|  |  |  | SCHNEIDER | TCSESU053FN0 | [9 empty] | VAV-45
|  |  |  | SCHNEIDER | SUVTPF10KB2H | [9 empty] | VAV-450
|  |  |  | SCHNEIDER | GALAXY VS | [9 empty] | VAV-451
|  |  |  | SCHNEIDER | POWERLOGIC PM5300 | [9 empty] | VAV-452
|  |  |  | SCHNEIDER | GALAXY VS 10KW | [9 empty] | VAV-453
|  |  |  | SCHNEIDER | 0N-9580AC | [9 empty] | VAV-454
|  |  |  | SCHNEIDER | SRT2200RMXLI | [9 empty] | VAV-455
|  |  |  | SCHNEIDER | POWER LOGIC EGX300 | [9 empty] | VAV-456
|  |  |  | SCHNEIDER | POWER LOGIC EGX300 | [9 empty] | VAV-457
|  |  |  | SCHNEIDER | TM221CE40R | [9 empty] | VAV-458
|  |  |  | SCHNEIDER | IP-IO-UIO10 | [9 empty] | VAV-459
|  |  |  | SCHNEIDER | PM5500 | [9 empty] | VAV-46
|  |  |  | SCHNEIDER | EBX510 | [9 empty] | VAV-460
|  |  |  | SCHNEIDER | SMARTX IP CONTROLLER | [9 empty] | VAV-461
|  |  |  | SCHNEIDER | EASY UPS S3 DY802 | [9 empty] | VAV-462
|  |  |  | SCHNEIDER | TOP-DSP PARALELO ATIVO | [9 empty] | VAV-463
|  |  |  | SCHNEIDER | METSEPM8240B011 | [9 empty] | VAV-464
|  |  |  | SCHNEIDER | GALAXY VL350KA | [9 empty] | VAV-465
|  |  |  | SCHNEIDER | PDRPPH2000-M | [9 empty] | VAV-466
|  |  |  | SCHNEIDER | 66074 | [9 empty] | VAV-467
|  |  |  | SCHNEIDER | EVLINK SMART WALLBOX | [9 empty] | VAV-468
|  |  |  | SCHNEIDER | EVLINK SMART WALLBOX | [9 empty] | VAV-469
|  |  |  | SCHNEIDER | MODICON M241 | [9 empty] | VAV-47
|  |  |  | SCHNEIDER | IEM3155 | [9 empty] | VAV-470
|  |  |  | SCHNEIDER | IEM3155 | [9 empty] | VAV-471
|  |  |  | SCHNEIDER | CONNEXIUM SWITCH 5TX | [9 empty] | VAV-472
|  |  |  | SCHNEIDER | POWERLOGIC ION9000 | [9 empty] | VAV-473
|  |  |  | SCHNEIDER | PM5560 | [9 empty] | VAV-474
|  |  |  | SCHNEIDER | IEM3000 | [9 empty] | VAV-475
|  |  |  | SCHNEIDER | SE7300F5045B-ECM | [9 empty] | VAV-476
|  |  |  | SCHNEIDER | PM1130H | [9 empty] | VAV-477
|  |  |  | SCHNEIDER | POWERLOGIC PM5350 | [9 empty] | VAV-478
|  |  |  | SCHNEIDER | LIBSESMGCABIEC | [9 empty] | VAV-479
|  |  |  | SCHNEIDER | POWERLOGIC PM5100 | [9 empty] | VAV-48
|  |  |  | SCHNEIDER | POWERLOGIC ION7650 | [9 empty] | VAV-480
|  |  |  | SCHNEIDER | S765RD | [9 empty] | VAV-481
|  |  |  | SCHNEIDER | LIBATTSMGSIEC | [9 empty] | VAV-482
|  |  |  | SCHNEIDER | EASYLOGIC EM6436H RS | [9 empty] | VAV-483
|  |  |  | SCHNEIDER | LIBATTSMGOIEC | [9 empty] | VAV-484
|  |  |  | SCHNEIDER | MP-V-7A | [9 empty] | VAV-485
|  |  |  | SCHNEIDER | PM2200 | [9 empty] | VAV-486
|  |  |  | SCHNEIDER | MP-C-15A | [9 empty] | VAV-487
|  |  |  | SCHNEIDER | IEM3250 | [9 empty] | VAV-488
|  |  |  | SCHNEIDER | KAMODR | [9 empty] | VAV-489
|  |  |  | SCHNEIDER | SPACELOGIC SENSOR | [9 empty] | VAV-49
|  |  |  | SCHNEIDER | IEM2455 | [9 empty] | VAV-490
|  |  |  | SCHNEIDER | IEM2155 | [9 empty] | VAV-491
|  |  |  | SCHNEIDER | EASYLOGIC MP-C | [9 empty] | VAV-492
|  |  |  | SCHNEIDER | ALTIVAR 212 VSD | [9 empty] | VAV-493
|  |  |  | SCHNEIDER | EASY MODICON M200 | [9 empty] | VAV-494
|  |  |  | SCHNEIDER | CONZERV EM6438H | [9 empty] | VAV-495
|  |  |  | SCHNEIDER | EASYLOGIC EM6400NG+ | [9 empty] | VAV-496
|  |  |  | SCHNEIDER | KNX/IP ROUTER REG-K | [9 empty] | VAV-497
|  |  |  | SCHNEIDER | HRCPBG28R | [9 empty] | VAV-498
|  |  |  | SCHNEIDER | POWERLOGIC PM5300 | [9 empty] | VAV-499
|  |  |  | SCHNEIDER | ACCUSINE PCS+ | [9 empty] | VAV-5
|  |  |  | SCHNEIDER | EASY MODICON M100 | [9 empty] | VAV-50
|  |  |  | SCHNEIDER | EASY HARMONY ET6 | [9 empty] | VAV-500
|  |  |  | SCHNEIDER | HARMONY STU855W | [9 empty] | VAV-501
|  |  |  | SCHNEIDER | IEM3455 | [9 empty] | VAV-502
|  |  |  | SCHNEIDER | MOTIVAIR M12-F | [9 empty] | VAV-503
|  |  |  | SCHNEIDER | GALAXY VX | [9 empty] | VAV-504
|  |  |  | SCHNEIDER | POWERLOGIC PM5330 | [9 empty] | VAV-505
|  |  |  | SCHNEIDER | MOTIVAIR CDU | [9 empty] | VAV-506
|  |  |  | SCHNEIDER ELECTRIC | INROW RD - ACRD100 | [9 empty] | VAV-507
|  |  |  | SCHNEIDER ELECTRIC | ON-96783 | [9 empty] | VAV-508
|  |  |  | SCHNEIDER ELECTRIC | ON-96783 | [9 empty] | VAV-509
|  |  |  | SCHNEIDER ELECTRIC | EM6400 | [9 empty] | VAV-51
|  |  |  | SCHNEIDER ELECTRIC | EASY UPS 3M | [9 empty] | VAV-510
|  |  |  | SCHNEIDER ELECTRIC | A9XMSB11 | [9 empty] | VAV-511
|  |  |  | SDMO | J220 | [9 empty] | VAV-512
|  |  |  | SE ADAPTOLUX | IP-MASTER MA-IP-2 | [9 empty] | VAV-513
|  |  |  | SEAGA | INF4C | [9 empty] | VAV-514
|  |  |  | SEAGA | VENDINGMACHINE | [9 empty] | VAV-515
|  |  |  | SECOMEA | SITE MANAGER | [9 empty] | VAV-516
|  |  |  | SECURITON | ASD 532 | [9 empty] | VAV-517
|  |  |  | SEL | SEL-2411 | [9 empty] | VAV-518
|  |  |  | SEL | SEL-3560 RTAC | [9 empty] | VAV-519
|  |  |  | SELEC CONTROLS | FLEXYS RAIL | [9 empty] | VAV-52
|  |  |  | SELEC CONTROLS | DIGIX-1 | [9 empty] | VAV-520
|  |  |  | SELEC CONTROLS | DIGIX-2 | [9 empty] | VAV-521
|  |  |  | SELEC CONTROLS | PIC153P | [9 empty] | VAV-522
|  |  |  | SENSAPHONE | IMS-4001 | [9 empty] | VAV-523
|  |  |  | SENSAPHONE | IMS-4010 | [9 empty] | VAV-524
|  |  |  | SENVA | CM02AM | [9 empty] | VAV-525
|  |  |  | SFACE900 | ZKTECO | [9 empty] | VAV-526
|  |  |  | SHARP | LC-90LE657U | [9 empty] | VAV-527
|  |  |  | SHARP | LC-UX30US | [9 empty] | VAV-528
|  |  |  | SHARP | LC70LE836E | [9 empty] | VAV-529
|  |  |  | SHENITECH | STUF 280T-DN80 | [9 empty] | VAV-53
|  |  |  | SHENITECH | MAG888-DN50-5PN25A | [9 empty] | VAV-530
|  |  |  | SHENZEN SHI FANG COMMUNICATION | SF-M200U01-1 | [9 empty] | VAV-531
|  |  |  | SHENZEN SHI FANG COMMUNICATION | SF-M200U01-1 | [9 empty] | VAV-532
|  |  |  | SHINWOO | GW-F032 | [9 empty] | VAV-533
|  |  |  | SHINWOO | SFC-20CM | [9 empty] | VAV-534
|  |  |  | SHINWOO | SFC-H SERIES FCU | [9 empty] | VAV-535
|  |  |  | SICOTRONIC | PEAK LOAD OPTIMIZER | [9 empty] | VAV-536
|  |  |  | SICOTRONIC | ZE5000 | [9 empty] | VAV-537
|  |  |  | SIDEWALK LABS | PEBBLE GATEWAY | [9 empty] | VAV-538
|  |  |  | SIEMENS | PXG3.L | [9 empty] | VAV-539
|  |  |  | SIEMENS | 5WG1 148-1AB22 | [9 empty] | VAV-54
|  |  |  | SIEMENS | 6ES7 288-1SR20-0AA0 | [9 empty] | VAV-540
|  |  |  | SIEMENS | CLIMATIX | [9 empty] | VAV-541
|  |  |  | SIEMENS | POL 500 | [9 empty] | VAV-542
|  |  |  | SIEMENS | CLIMATIX | [9 empty] | VAV-543
|  |  |  | SIEMENS | PXC100-E.A | [9 empty] | VAV-544
|  |  |  | SIEMENS | PXC UEC-16 | [9 empty] | VAV-545
|  |  |  | SIEMENS | PXG3.L | [9 empty] | VAV-546
|  |  |  | SIEMENS | PXG3.W100-1 | [9 empty] | VAV-547
|  |  |  | SIEMENS | PXM50 | [9 empty] | VAV-548
|  |  |  | SIEMENS | RWG1.M12D | [9 empty] | VAV-549
|  |  |  | SIEMENS | SIMATIC S7-1200 | [9 empty] | VAV-55
|  |  |  | SIEMENS | TC35 | [9 empty] | VAV-550
|  |  |  | SIEMENS | POL 908 | [9 empty] | VAV-551
|  |  |  | SIEMENS | POL908 | [9 empty] | VAV-552
|  |  |  | SIEMENS | SIMATIC S7-200 | [9 empty] | VAV-553
|  |  |  | SIEMENS | PXC4.E16 | [9 empty] | VAV-554
|  |  |  | SIEMENS | PXC5.E003 | [9 empty] | VAV-555
|  |  |  | SIEMENS | SIMATIC HMI KTP700 | [9 empty] | VAV-556
|  |  |  | SIEMENS | POL635 | [9 empty] | VAV-557
|  |  |  | SIEMENS | FC362-ZZ | [9 empty] | VAV-558
|  |  |  | SIEMENS | SCALANCE X005 | [9 empty] | VAV-559
|  |  |  | SIEMENS | PXC16.2-EF32.A | [9 empty] | VAV-56
|  |  |  | SIEMENS | PXC MODULAR SERIES | [9 empty] | VAV-560
|  |  |  | SIEMENS | TXI2.OPEN | [9 empty] | VAV-561
|  |  |  | SIEMENS | TXI2-S.OPEN | [9 empty] | VAV-562
|  |  |  | SIEMENS | IP ROUTER SECURE | [9 empty] | VAV-563
|  |  |  | SIEMENS | CLIMATIX | [9 empty] | VAV-564
|  |  |  | SIEMENS | PXC001-E.D | [9 empty] | VAV-565
|  |  |  | SIEMENS | PXG3.M | [9 empty] | VAV-566
|  |  |  | SIEMENS | UH50-A HEAT METER | [9 empty] | VAV-567
|  |  |  | SIEMENS | SIMATIC HMI KTP400 | [9 empty] | VAV-568
|  |  |  | SIEMENS | UC50 ENERGY METER | [9 empty] | VAV-569
|  |  |  | SIEMENS | PXC7 E400L | [9 empty] | VAV-57
|  |  |  | SIERRA | FXT009 | [9 empty] | VAV-570
|  |  |  | SIERRA | FXT009 | [9 empty] | VAV-571
|  |  |  | SIERRA MONITOR | FS-ROUTER-BAC1 | [9 empty] | VAV-572
|  |  |  | SIERRA MONITORING | FFP-485 | [9 empty] | VAV-573
|  |  |  | SIERRA MONITORING | FFP485 BRAIN | [9 empty] | VAV-574
|  |  |  | SIERRA MONITORING | FFP485 BRAIN | [9 empty] | VAV-575
|  |  |  | SIERRA MONITORING | FS-B2010 | [9 empty] | VAV-576
|  |  |  | SIERRA MONITORING | FS-QS-1010 | [9 empty] | VAV-577
|  |  |  | SIERRA MONITORING | FS-ROUTER-BAC2 | [9 empty] | VAV-578
|  |  |  | SIERRA MONITORING | FPC-N42 | [9 empty] | VAV-579
|  |  |  | SIERRA MONITORING | FPC-N54A-0104 | [9 empty] | VAV-58
|  |  |  | SIERRA MONITORING | FPC-N38-0717 | [9 empty] | VAV-580
|  |  |  | SIERRA MONITORING | FS-ROUTER-BAC2 | [9 empty] | VAV-581
|  |  |  | SIERRA MONITORING | FS FPC-N34 | [9 empty] | VAV-582
|  |  |  | SIERRA MONITORING | FPC-N54-0104 | [9 empty] | VAV-583
|  |  |  | SIERRA MONITORING | FS-QS-2210-F | [9 empty] | VAV-584
|  |  |  | SIGNIFI | GRAB & GO CNTRL UNIT | [9 empty] | VAV-585
|  |  |  | SIKLU | EH-1200FX | [9 empty] | VAV-586
|  |  |  | SIMBADDA | N/A | [9 empty] | VAV-587
|  |  |  | SIMPLYNUC | NUC7I5DNFE | [9 empty] | VAV-588
|  |  |  | SMA | NOT VERIFIED | [9 empty] | VAV-589
|  |  |  | SMA | ENNEXOS | [9 empty] | VAV-59
|  |  |  | SMA | SUNNY TRIPOWER | [9 empty] | VAV-590
|  |  |  | SMA | CLUSTER CONTROLLER | [9 empty] | VAV-591
|  |  |  | SMARTBUILD | WAP-912 | [9 empty] | VAV-592
|  |  |  | SMARTSENSE | TM-CELL-600-WS | [9 empty] | VAV-593
|  |  |  | SMSEAGLE | NXS-9700-4G | [9 empty] | VAV-594
|  |  |  | SOCOMEC | DELPHYS GP 2.0 | [9 empty] | VAV-595
|  |  |  | SOCOMEC | GREEN POWER 2.0 | [9 empty] | VAV-596
|  |  |  | SOCOMEC | MASTE 049 C | [9 empty] | VAV-597
|  |  |  | SOCOMEC | MASTERYS GP | [9 empty] | VAV-598
|  |  |  | SOCOMEC | MASTERYS MC | [9 empty] | VAV-599
|  |  |  | SOCOMEC | MGP4GP330S-00 | [9 empty] | VAV-6
|  |  |  | SOCOMEC | MASTERYS GP | [9 empty] | VAV-60
|  |  |  | SOCOMEC | 48990300 | [9 empty] | VAV-600
|  |  |  | SOCOMEC | NRT2-U3300 | [9 empty] | VAV-601
|  |  |  | SOCOMEC | NETYS PE | [9 empty] | VAV-602
|  |  |  | SOCOMEC | NET VISION 7 | [9 empty] | VAV-603
|  |  |  | SOCOMEC | NET-VISION7CARD | [9 empty] | VAV-604
|  |  |  | SOCOMEC | MODULYS GP | [9 empty] | VAV-605
|  |  |  | SOCOMEC | ITYS PRO | [9 empty] | VAV-606
|  |  |  | SOCOMEC | DIRIS A-20 | [9 empty] | VAV-607
|  |  |  | SOCOMEC | COUNTIS E34 | [9 empty] | VAV-608
|  |  |  | SOCOMEC | COUNTIS E44 | [9 empty] | VAV-609
|  |  |  | SOCOMEC | COUNTIS E24 | [9 empty] | VAV-61
|  |  |  | SOCOMEC | DIRIS A-10 | [9 empty] | VAV-610
|  |  |  | SOCOMEC | DELPHYS MP ELITE+ | [9 empty] | VAV-611
|  |  |  | SOCOMEC | ADC+SL CARD | [9 empty] | VAV-612
|  |  |  | SOCOMEC | NET-VISION8CARD | [9 empty] | VAV-613
|  |  |  | SOLAREDGE | SE1000H | [9 empty] | VAV-614
|  |  |  | SOLAREDGE | SE1000CCGG GATEWAY | [9 empty] | VAV-615
|  |  |  | SOMFY | ANIMEO | [9 empty] | VAV-616
|  |  |  | SOMFY | ANIMEO | [9 empty] | VAV-617
|  |  |  | SOMFY | ANIMEO | [9 empty] | VAV-618
|  |  |  | SOMFY | IP/RS485 | [9 empty] | VAV-619
|  |  |  | SOMFY | IP/RS485 | [9 empty] | VAV-62
|  |  |  | SOMFY | IP/RS485 | [9 empty] | VAV-620
|  |  |  | SOMFY | IP/RS485 | [9 empty] | VAV-621
|  |  |  | SOMFY | IP/RS485 | [9 empty] | VAV-622
|  |  |  | SOMFY | IP SUB CONTROLLLER | [9 empty] | VAV-623
|  |  |  | SOMFY | ANIMEO | [9 empty] | VAV-624
|  |  |  | SOMFY | RS485 RTS TRANSMITER | [9 empty] | VAV-625
|  |  |  | SONCCI | NOT VERIFIED | [9 empty] | VAV-626
|  |  |  | SONOS | PLAY 3 | [9 empty] | VAV-627
|  |  |  | SONOS | BRIDGE | [9 empty] | VAV-628
|  |  |  | SONOS | BRIDGE | [9 empty] | VAV-629
|  |  |  | SONOS | BRIDGE | [9 empty] | VAV-63
|  |  |  | SONTEX | STATIC HEAT METER | [9 empty] | VAV-630
|  |  |  | SONY | BRAVIA 2015 | [9 empty] | VAV-631
|  |  |  | SONY | PS 3 | [9 empty] | VAV-632
|  |  |  | SONY | PS 4 | [9 empty] | VAV-633
|  |  |  | SONY | PS 4 | [9 empty] | VAV-634
|  |  |  | SONY | PS 4 | [9 empty] | VAV-635
|  |  |  | SONY | PS 4 | [9 empty] | VAV-636
|  |  |  | SONY | PS 4 | [9 empty] | VAV-637
|  |  |  | SONY | PS 4 | [9 empty] | VAV-638
|  |  |  | SONY | PS 4 | [9 empty] | VAV-639
|  |  |  | SONY | PS 4 | [9 empty] | VAV-64
|  |  |  | SONY | PS 4 | [9 empty] | VAV-640
|  |  |  | SONY | PS 4 | [9 empty] | VAV-641
|  |  |  | SONY | CHU-2106B | [9 empty] | VAV-642
|  |  |  | SONY | COURTYARD PS4 | [9 empty] | VAV-643
|  |  |  | SONY | CUH 1001A | [9 empty] | VAV-644
|  |  |  | SONY | CUH-1001A | [9 empty] | VAV-645
|  |  |  | SONY | CUH-1215A | [9 empty] | VAV-646
|  |  |  | SONY | PS 4 SLIM | [9 empty] | VAV-647
|  |  |  | SONY | PS 4 SLIM | [9 empty] | VAV-648
|  |  |  | SONY | INTERNET TV | [9 empty] | VAV-649
|  |  |  | SONY | KD-55X9000E | [9 empty] | VAV-65
|  |  |  | SONY | BRAVIA NSX-GT1 | [9 empty] | VAV-650
|  |  |  | SONY | NOT VERIFIED | [9 empty] | VAV-651
|  |  |  | SONY | NSX-46GT1 | [9 empty] | VAV-652
|  |  |  | SONY | NSZ-GS7/GS8 | [9 empty] | VAV-653
|  |  |  | SONY | PS3 | [9 empty] | VAV-654
|  |  |  | SONY | PS4 | [9 empty] | VAV-655
|  |  |  | SONY | PS4 | [9 empty] | VAV-656
|  |  |  | SONY | PS4 | [9 empty] | VAV-657
|  |  |  | SONY | PS3 | [9 empty] | VAV-658
|  |  |  | SONY | PS4 | [9 empty] | VAV-659
|  |  |  | SONY | PS4 | [9 empty] | VAV-66
|  |  |  | SONY | XBR-49X800D | [9 empty] | VAV-660
|  |  |  | SONY | FW-65BZ35F | [9 empty] | VAV-661
|  |  |  | SONY | PLAYSTATION 5 | [9 empty] | VAV-662
|  |  |  | SONY | KDL-49WE663 | [9 empty] | VAV-663
|  |  |  | SONY | PLAYSTATION 2 | [9 empty] | VAV-664
|  |  |  | SPARE-IT | V5 SMART SCALE | [9 empty] | VAV-665
|  |  |  | SPECTRA | NS-205 CR | [9 empty] | VAV-666
|  |  |  | SPEECH PRIVACY SYSTEMS | VA-48-8CH | [9 empty] | VAV-667
|  |  |  | SPIIO | SP-110 | [9 empty] | VAV-668
|  |  |  | SPIIO | SP-110 | [9 empty] | VAV-669
|  |  |  | SPIRE METERING | 280T-S | [9 empty] | VAV-67
|  |  |  | SPX COOLING | MARLEY NC COOLING | [9 empty] | VAV-670
|  |  |  | SQUARE D | EXN112T3HCUNL | [9 empty] | VAV-671
|  |  |  | SQUARE D | NC74VSHR | [9 empty] | VAV-672
|  |  |  | SQUARE D | NC56VSHR | [9 empty] | VAV-673
|  |  |  | SQUARE D | NC62SHR | [9 empty] | VAV-674
|  |  |  | SQUARE D | NC32SHR | [9 empty] | VAV-675
|  |  |  | SQUNZN | SC500 | [9 empty] | VAV-676
|  |  |  | STAR ELECTRONIC | ULTRA-NW | [9 empty] | VAV-677
|  |  |  | STAR ELECTRONIC | H2O ALERT PRO | [9 empty] | VAV-678
|  |  |  | STARLINE POWER | CPM V59 | [9 empty] | VAV-679
|  |  |  | STARLINE POWER | ENERGY METER MD:3222 | [9 empty] | VAV-68
|  |  |  | STEINEL | 4007841033965 | [9 empty] | VAV-680
|  |  |  | STEINEL | DUAL US | [9 empty] | VAV-681
|  |  |  | STEINEL | DUALTECH | [9 empty] | VAV-682
|  |  |  | STONEU | STU-6895 | [9 empty] | VAV-683
|  |  |  | STONEU | STU-SH000 | [9 empty] | VAV-684
|  |  |  | STONEU | STU-SH1008M | [9 empty] | VAV-685
|  |  |  | STONEU | STU-M1206B | [9 empty] | VAV-686
|  |  |  | STONEU TECH | RS485 TO TCP/IP | [9 empty] | VAV-687
|  |  |  | STULZ | B2010-02 | [9 empty] | VAV-688
|  |  |  | STULZ | SEC 221 | [9 empty] | VAV-689
|  |  |  | STULZ | SEC 431 A | [9 empty] | VAV-69
|  |  |  | STULZ | SCCR 3000 | [9 empty] | VAV-690
|  |  |  | STULZ | SEC 251 A | [9 empty] | VAV-691
|  |  |  | STULZ | SCCR 2000 | [9 empty] | VAV-692
|  |  |  | STULZ | SEC 802 A-DP | [9 empty] | VAV-693
|  |  |  | STULZ | SEC 301 A | [9 empty] | VAV-694
|  |  |  | STULZ | 350 SCCR | [9 empty] | VAV-695
|  |  |  | STULZ | 500 SCCR | [9 empty] | VAV-696
|  |  |  | STULZ | SEC 521 A | [9 empty] | VAV-697
|  |  |  | STULZ | CSU 361 C | [9 empty] | VAV-698
|  |  |  | STULZ | E2 SERIES CONTROLLER | [9 empty] | VAV-699
|  |  |  | STULZ | COMPACT PLUS DX | [9 empty] | VAV-7
|  |  |  | STULZ | CYBERAIR 3PRO DX | [9 empty] | VAV-70
|  |  |  | SUBZERO | CRC 2052 | [9 empty] | VAV-700
|  |  |  | SUBZERO | CRC 2020 | [9 empty] | VAV-701
|  |  |  | SUITABLE TECHNOLOGIES | BEAMPRO | [9 empty] | VAV-702
|  |  |  | SUNFULL | BAC-1002 | [9 empty] | VAV-703
|  |  |  | SUNFULL | BAC-2004 | [9 empty] | VAV-704
|  |  |  | SUNFULL | HMI2004-A9-4G | [9 empty] | VAV-705
|  |  |  | SUNFULL | HMI1004-ARM(A64) | [9 empty] | VAV-706
|  |  |  | SUNFULL | HMI1031 SCADA | [9 empty] | VAV-707
|  |  |  | SUNLUX TECH | PROTOCON-P5 | [9 empty] | VAV-708
|  |  |  | SUPER MICRO | SC811 | [9 empty] | VAV-709
|  |  |  | SUPERIOR REX | HORIZONTAL DD BCU | [9 empty] | VAV-71
|  |  |  | SUPERMICRO | 502-2 | [9 empty] | VAV-710
|  |  |  | SUPREMA | X-STATION | [9 empty] | VAV-711
|  |  |  | SWEGON | IQ LOGIC+ | [9 empty] | VAV-712
|  |  |  | SWEGON | IQNOMIC | [9 empty] | VAV-713
|  |  |  | SWEGON | GOLD RX/HC | [9 empty] | VAV-714
|  |  |  | SWEGON | BLUEBOX A2 | [9 empty] | VAV-715
|  |  |  | SWISSCOM | ST 6840 | [9 empty] | VAV-716
|  |  |  | SWISSCOM | ST 6840 ROUTER | [9 empty] | VAV-717
|  |  |  | SYNAPSYS | SIP INTERFACE | [9 empty] | VAV-718
|  |  |  | SYNAPSYS | SIP INTERFACE | [9 empty] | VAV-719
|  |  |  | SYNAPSYS | SIP INTERFACE | [9 empty] | VAV-72
|  |  |  | SYNAPSYS | SIP INTERFACE | [9 empty] | VAV-720
|  |  |  | SYNAPSYS | SIP INTERFACE | [9 empty] | VAV-721
|  |  |  | SYNAPSYS | SIP INTERFACE | [9 empty] | VAV-722
|  |  |  | SYNAPSYS | SIP INTERFACE | [9 empty] | VAV-723
|  |  |  | SYNAPSYS | SIP INTERFACE | [9 empty] | VAV-724
|  |  |  | SYNAPSYS | SIP INTERFACE | [9 empty] | VAV-725
|  |  |  | SYNAPSYS | SIP INTERFACE | [9 empty] | VAV-726
|  |  |  | SYNAPSYS | SIP INTERFACE | [9 empty] | VAV-727
|  |  |  | SYNAPSYS | SIP INTERFACE | [9 empty] | VAV-728
|  |  |  | SYNAPSYS | SIP INTERFACE | [9 empty] | VAV-729
|  |  |  | SYNAPSYS | SIP INTERFACE | [9 empty] | VAV-73
|  |  |  | SYNAPSYS | SIP INTERFACE | [9 empty] | VAV-730
|  |  |  | SYNAPSYS | SIP INTERFACE | [9 empty] | VAV-731
|  |  |  | SYNAPSYS | SIP INTERFACE | [9 empty] | VAV-732
|  |  |  | SYNAPSYS | SIP/BAC/D/16VIQ | [9 empty] | VAV-733
|  |  |  | SYNAPSYS | SIP INTERFACE | [9 empty] | VAV-734
|  |  |  | SYNAPSYS | SIP/BAC/D/4VIQ | [9 empty] | VAV-735
|  |  |  | SYNAPSYS | SIP INTERFACE | [9 empty] | VAV-736
|  |  |  | SYNAPSYS | SIP/MBUS/D/20VIQ | [9 empty] | VAV-737
|  |  |  | SYNAPSYS | SIP INTERFACE | [9 empty] | VAV-738
|  |  |  | SYNAPSYS | SIP INTERFACE | [9 empty] | VAV-739
|  |  |  | SYNAPSYS | SIP/MODM/D/32VIQ | [9 empty] | VAV-74
|  |  |  | SYNAPSYS | SIP INTERFACE | [9 empty] | VAV-740
|  |  |  | SYNAPSYS | SIP/MODM/D/8VIQ | [9 empty] | VAV-741
|  |  |  | SYNAPSYS | SIP/MODM/P/1VIQ | [9 empty] | VAV-742
|  |  |  | SYNAPSYS | SIP/MODM/S/24VIQ | [9 empty] | VAV-743
|  |  |  | SYNAPSYS | SIP INTERFACE | [9 empty] | VAV-744
|  |  |  | SYNAPSYS | SIP/SNMP/D/4VIQ | [9 empty] | VAV-745
|  |  |  | SYNAPSYS | SIPE/MODM/D/32VIQ | [9 empty] | VAV-746
|  |  |  | SYNAPSYS | SIP/SNMP/P/D/4VIQ | [9 empty] | VAV-747
|  |  |  | SYNAPSYS | SIPSLICE M-BUS CON | [9 empty] | VAV-748
|  |  |  | SYNEL | SYNEL SYNERGYX | [9 empty] | VAV-749
|  |  |  | SYNEX | PLC+HMI | [9 empty] | VAV-75
|  |  |  | SYNOLOGY | DS416J | [9 empty] | VAV-750
|  |  |  | SYSTEMAIR | VAV CONTROLLER | [9 empty] | VAV-751
|  |  |  | SYSTEMAIR | VAV CONTROLLER | [9 empty] | VAV-752
|  |  |  | SYXTHSENSE&PRODUAL | SSIES-5P-24V | [9 empty] | VAV-753
|  |  |  | T-LINK | HUB-SF1008+ | [9 empty] | VAV-754
|  |  |  | TACO | 003-B4 | [9 empty] | VAV-755
|  |  |  | TAS GMBH & CO. KG | TLL5-D | [9 empty] | VAV-756
|  |  |  | TATA | MY BISTRO | [9 empty] | VAV-757
|  |  |  | TBS | 3D | [9 empty] | VAV-758
|  |  |  | TBS | TBS 3D | [9 empty] | VAV-759
|  |  |  | TBS | 2D MOVE | [9 empty] | VAV-76
|  |  |  | TBS SWITZERLAND | TBS 2D | [9 empty] | VAV-760
|  |  |  | TCL | 55S405 | [9 empty] | VAV-761
|  |  |  | TCL | 55S517 | [9 empty] | VAV-762
|  |  |  | TCL | 65S513 | [9 empty] | VAV-763
|  |  |  | TCL | 65S525 | [9 empty] | VAV-764
|  |  |  | TCT VENTURES | ROASTEA BEAN2CUP | [9 empty] | VAV-765
|  |  |  | TEABOT | MEGA | [9 empty] | VAV-766
|  |  |  | TECHNICOLOR | TC4400 | [9 empty] | VAV-767
|  |  |  | TECHNOGYM | EXC RUN 700 | [9 empty] | VAV-768
|  |  |  | TECHNOGYM | EXC RUN 700 | [9 empty] | VAV-769
|  |  |  | TECHNOGYM | EXC RUN 700 | [9 empty] | VAV-77
|  |  |  | TECHNOGYM | EXCITE CLIMB UNITY | [9 empty] | VAV-770
|  |  |  | TECHNOGYM | EXCITE RECLINE | [9 empty] | VAV-771
|  |  |  | TECHNOGYM | EXCITE RUN 1000 | [9 empty] | VAV-772
|  |  |  | TECHNOGYM | EXCITE RUN 600 | [9 empty] | VAV-773
|  |  |  | TECHNOGYM | EXCITE VARIO | [9 empty] | VAV-774
|  |  |  | TECHNOGYM | EXC RUN 700 | [9 empty] | VAV-775
|  |  |  | TECHNOGYM | SKILLROW | [9 empty] | VAV-776
|  |  |  | TECHNOGYM | RECLINE EXC 700 | [9 empty] | VAV-777
|  |  |  | TECHNOGYM | CLIMB 1000 | [9 empty] | VAV-778
|  |  |  | TECHNOGYM | SYNCHRO EXC 700 | [9 empty] | VAV-779
|  |  |  | TELEGARTNER | GSM 90 XT | [9 empty] | VAV-78
|  |  |  | TELEZYGOLOGY | CUSTOM BUILT | [9 empty] | VAV-780
|  |  |  | TELIT CINTERION | UE910-EU | [9 empty] | VAV-781
|  |  |  | TELTONIKA | RUT950 | [9 empty] | VAV-782
|  |  |  | TEMCO CONTROLS | T3-22I | [9 empty] | VAV-783
|  |  |  | TEMCO CONTROLS | T3E22I EXPANSION I/O | [9 empty] | VAV-784
|  |  |  | TEMPALERT | GATEWAY | [9 empty] | VAV-785
|  |  |  | TEMPALERT | TM-CELL600-WS | [9 empty] | VAV-786
|  |  |  | TEMPALERT | TM-CELL600-WS | [9 empty] | VAV-787
|  |  |  | TEMPALERT | TM-CELL600-WS | [9 empty] | VAV-788
|  |  |  | TEMPALERT | TM-CELL600 | [9 empty] | VAV-789
|  |  |  | TEMPALERT | TM-ZP300-DS | [9 empty] | VAV-79
|  |  |  | TEMPALERT | TM-ZP300-DS | [9 empty] | VAV-790
|  |  |  | TEMPERZONE | UC8 | [9 empty] | VAV-791
|  |  |  | TEMPMASTER | OMNI PREMIER RTU | [9 empty] | VAV-792
|  |  |  | TENDA | AC1200 | [9 empty] | VAV-793
|  |  |  | TERRA | MARATHON 24-7 VPRO | [9 empty] | VAV-794
|  |  |  | TESTO | 160 TH | [9 empty] | VAV-795
|  |  |  | TESTO | SAVERIS | [9 empty] | VAV-796
|  |  |  | THEBEN | RM 8 T KNX | [9 empty] | VAV-797
|  |  |  | THEBEN | DALI GATEWAY S64 KNX | [9 empty] | VAV-798
|  |  |  | THERMOKON | SR65 VFG | [9 empty] | VAV-799
|  |  |  | THERMOKON | STC65+ RS485 MODBUS | [9 empty] | VAV-8
|  |  |  | THERMOPLAN | BLACK & WHITE SERIES 4 | [9 empty] | VAV-80
|  |  |  | THERMOPLAN | BW4C-CTM P | [9 empty] | VAV-800
|  |  |  | THERMOPLAN | BW4C-CTM P | [9 empty] | VAV-801
|  |  |  | THERMOPLAN | BLACK & WHITE 4 | [9 empty] | VAV-802
|  |  |  | THERMOPLAN | BLACK & WHITE 4 | [9 empty] | VAV-803
|  |  |  | THERMOPLAN | BLACK&WHITE 4C | [9 empty] | VAV-804
|  |  |  | THITTANIX | FIRE DAMPER CON PAN | [9 empty] | VAV-805
|  |  |  | THITTANIX | HYDROGEN CONTROLLER | [9 empty] | VAV-806
|  |  |  | TIME MACHINE KK | ACALA MESH BASE STATION | [9 empty] | VAV-807
|  |  |  | TIMELINK | TLT3000 | [9 empty] | VAV-808
|  |  |  | TITUS | DESV | [9 empty] | VAV-809
|  |  |  | TIVO | TCDA93000 | [9 empty] | VAV-81
|  |  |  | TONGDY | IAQ MONITOR MSD1819C | [9 empty] | VAV-810
|  |  |  | TOSHIBA | C50D-A-138 | [9 empty] | VAV-811
|  |  |  | TOSHIBA | DX730 | [9 empty] | VAV-812
|  |  |  | TOSHIBA | TCBIFMB641TLE | [9 empty] | VAV-813
|  |  |  | TOSHIBA | TCBIFMB641TLE | [9 empty] | VAV-814
|  |  |  | TP-LINK | AC1200 WIRELESS | [9 empty] | VAV-815
|  |  |  | TP-LINK | ARCHER | [9 empty] | VAV-816
|  |  |  | TP-LINK | ARCHER AC1750 | [9 empty] | VAV-817
|  |  |  | TP-LINK | TL-SF1005D | [9 empty] | VAV-818
|  |  |  | TP-LINK | TL-SF1005D | [9 empty] | VAV-819
|  |  |  | TP-LINK | TL-SF1005D | [9 empty] | VAV-82
|  |  |  | TP-LINK | MR6400 | [9 empty] | VAV-820
|  |  |  | TP-LINK | R600VPN | [9 empty] | VAV-821
|  |  |  | TP-LINK | RE200E | [9 empty] | VAV-822
|  |  |  | TP-LINK | SF-1005D | [9 empty] | VAV-823
|  |  |  | TP-LINK | SF-1008D | [9 empty] | VAV-824
|  |  |  | TP-LINK | TL-MR3420 | [9 empty] | VAV-825
|  |  |  | TP-LINK | TL-MR6400 | [9 empty] | VAV-826
|  |  |  | TP-LINK | TL-SAF1016D | [9 empty] | VAV-827
|  |  |  | TP-LINK | TL-SF-1005 | [9 empty] | VAV-828
|  |  |  | TP-LINK | TL-SF-1005D | [9 empty] | VAV-829
|  |  |  | TP-LINK | SF-1008D | [9 empty] | VAV-83
|  |  |  | TP-LINK | SF-1008D | [9 empty] | VAV-830
|  |  |  | TP-LINK | SF-1008D | [9 empty] | VAV-831
|  |  |  | TP-LINK | TL-SF-1008D | [9 empty] | VAV-832
|  |  |  | TP-LINK | TL-SF1008D | [9 empty] | VAV-833
|  |  |  | TP-LINK | TL-SF1008P | [9 empty] | VAV-834
|  |  |  | TP-LINK | TL-SF1016M | [9 empty] | VAV-835
|  |  |  | TP-LINK | TL-SF1024 | [9 empty] | VAV-836
|  |  |  | TP-LINK | TL-SF1024 | [9 empty] | VAV-837
|  |  |  | TP-LINK | TL-SF1024 | [9 empty] | VAV-838
|  |  |  | TP-LINK | SG1008D | [9 empty] | VAV-839
|  |  |  | TP-LINK | TL-SF1024 | [9 empty] | VAV-84
|  |  |  | TP-LINK | TL-SG105 | [9 empty] | VAV-840
|  |  |  | TP-LINK | TL-SG105E | [9 empty] | VAV-841
|  |  |  | TP-LINK | TL-SG105E | [9 empty] | VAV-842
|  |  |  | TP-LINK | TL-SG1218P | [9 empty] | VAV-843
|  |  |  | TP-LINK | TL-WR841N | [9 empty] | VAV-844
|  |  |  | TP-LINK | EAP110 | [9 empty] | VAV-845
|  |  |  | TP-LINK | T2500G-10TS | [9 empty] | VAV-846
|  |  |  | TP-LINK | LS1008 | [9 empty] | VAV-847
|  |  |  | TP-LINK | TL-WR702N | [9 empty] | VAV-848
|  |  |  | TP-LINK | ARCHER MR200 | [9 empty] | VAV-849
|  |  |  | TP-LINK | TL-WR840N | [9 empty] | VAV-85
|  |  |  | TP-LINK | ARCHER MR400 | [9 empty] | VAV-850
|  |  |  | TP-LINK | ARCHER MR400 | [9 empty] | VAV-851
|  |  |  | TP-LINK | TL-SG2008 I GRADE | [9 empty] | VAV-852
|  |  |  | TP-LINK | LS1008 | [9 empty] | VAV-853
|  |  |  | TPLINK | LS1005 | [9 empty] | VAV-854
|  |  |  | TPLINK | TL-SG1016DE | [9 empty] | VAV-855
|  |  |  | TRAKA | ASSA ABLOY | [9 empty] | VAV-856
|  |  |  | TRAKA | V SERIES | [9 empty] | VAV-857
|  |  |  | TRAKA | KC-1-0156 | [9 empty] | VAV-858
|  |  |  | TRAKA | TOUCH PRO V | [9 empty] | VAV-859
|  |  |  | TRANE | 2TEC3F60A1000AA | [9 empty] | VAV-86
|  |  |  | TRANE | BCI-C | [9 empty] | VAV-860
|  |  |  | TRANE | BCU | [9 empty] | VAV-861
|  |  |  | TRANE | PM014 | [9 empty] | VAV-862
|  |  |  | TRANE | TRACER SC | [9 empty] | VAV-863
|  |  |  | TRANE | TRACER SC+ | [9 empty] | VAV-864
|  |  |  | TRANE | TRACER SUMMIT | [9 empty] | VAV-865
|  |  |  | TRANE | TRACER SUMMIT BCU | [9 empty] | VAV-866
|  |  |  | TRANE | TRACER UC600 | [9 empty] | VAV-867
|  |  |  | TRANE | TWE030P13FB0 | [9 empty] | VAV-868
|  |  |  | TRANE | TWE048P13FB0 | [9 empty] | VAV-869
|  |  |  | TRANE | TWE060A400CA | [9 empty] | VAV-87
|  |  |  | TRANE | TRACER UC600 | [9 empty] | VAV-870
|  |  |  | TRANE | TRACER XM70 | [9 empty] | VAV-871
|  |  |  | TRANE | NTYWST09A112A | [9 empty] | VAV-872
|  |  |  | TRANE | TURYP2644BN40AN | [9 empty] | VAV-873
|  |  |  | TRANE | TPEFYP018MH142A | [9 empty] | VAV-874
|  |  |  | TRANE | TPEFYP008MA143A | [9 empty] | VAV-875
|  |  |  | TRANE | TPEFYP006MA143A | [9 empty] | VAV-876
|  |  |  | TRANE | TPEFYP006MA13A | [9 empty] | VAV-877
|  |  |  | TRANE | PKA-A30KA7 | [9 empty] | VAV-878
|  |  |  | TRANE | NTXDKS12A112A | [9 empty] | VAV-879
|  |  |  | TRANE | TPEFYP048MH142A | [9 empty] | VAV-88
|  |  |  | TRANE | TPEFYP030MH142A | [9 empty] | VAV-880
|  |  |  | TRANE | TPEFYP036MH142A | [9 empty] | VAV-881
|  |  |  | TRANE | TPEFYP054MH142A | [9 empty] | VAV-882
|  |  |  | TRANE | TPEFYP072MH140A | [9 empty] | VAV-883
|  |  |  | TRANE | TPEFYP096MH140A | [9 empty] | VAV-884
|  |  |  | TRANE | UC210 | [9 empty] | VAV-885
|  |  |  | TRANE | TE-200A | [9 empty] | VAV-886
|  |  |  | TRANE | PUY-A30NHA7 | [9 empty] | VAV-887
|  |  |  | TRANE | NTYSST09A112AB | [9 empty] | VAV-888
|  |  |  | TRANE | TPEFYP024MH142A | [9 empty] | VAV-889
|  |  |  | TRANE | NTXSKS12A112A | [9 empty] | VAV-89
|  |  |  | TRANE | VCEF | [9 empty] | VAV-890
|  |  |  | TRANE | VPEF | [9 empty] | VAV-891
|  |  |  | TRANE | YHD | [9 empty] | VAV-892
|  |  |  | TRANE | YHC | [9 empty] | VAV-893
|  |  |  | TRANE | YZD | [9 empty] | VAV-894
|  |  |  | TRANE | TPEFYP | [9 empty] | VAV-895
|  |  |  | TRANE | BACNET CONTROLLER | [9 empty] | VAV-896
|  |  |  | TRANE | TR-150 VFD | [9 empty] | VAV-897
|  |  |  | TRANE | TRACER UC800 | [9 empty] | VAV-898
|  |  |  | TRANE | SYMBIO 500 | [9 empty] | VAV-899
|  |  |  | TRANE | ADAPTIVIEW | [9 empty] | VAV-9
|  |  |  | TRANE | INTELLIPAK | [9 empty] | VAV-90
|  |  |  | TRANE | TCMBM BC CONTROLLER | [9 empty] | VAV-900
|  |  |  | TRANE | TVR MINI PLUS R410A | [9 empty] | VAV-901
|  |  |  | TRANSACT | ACCUDATE XL2E | [9 empty] | VAV-902
|  |  |  | TRANSITION NETWORKS | SM10T2DPA | [9 empty] | VAV-903
|  |  |  | TRANSITION NETWORKS | SM8TAT2DPA | [9 empty] | VAV-904
|  |  |  | TRAXON E:CUE | BUTLER S2 | [9 empty] | VAV-905
|  |  |  | TREND | IQ3 XCITE | [9 empty] | VAV-906
|  |  |  | TREND | IQ3XACT | [9 empty] | VAV-907
|  |  |  | TREND | IQ3 XCITE | [9 empty] | VAV-908
|  |  |  | TREND | IQ4E | [9 empty] | VAV-909
|  |  |  | TREND | IQ422 | [9 empty] | VAV-91
|  |  |  | TREND | IQ4E | [9 empty] | VAV-910
|  |  |  | TREND | IQ4NC | [9 empty] | VAV-911
|  |  |  | TREND | IQVIEW | [9 empty] | VAV-912
|  |  |  | TREND | TONN6 | [9 empty] | VAV-913
|  |  |  | TREND | TONN8 | [9 empty] | VAV-914
|  |  |  | TREND | IQ412 | [9 empty] | VAV-915
|  |  |  | TREND | TONN-8100-24 | [9 empty] | VAV-916
|  |  |  | TREND | IQ ECO35 | [9 empty] | VAV-917
|  |  |  | TREND | 3XTEND/EINC L | [9 empty] | VAV-918
|  |  |  | TRENDNET | 5-PORT GIGABIT GREENNET | [9 empty] | VAV-919
|  |  |  | TRENDNET | TEG-S16G | [9 empty] | VAV-92
|  |  |  | TRENDNET | TE100-S5 | [9 empty] | VAV-920
|  |  |  | TRENDNET | TEG-S81G | [9 empty] | VAV-921
|  |  |  | TRIACTA | POWERHAWK 4206 | [9 empty] | VAV-922
|  |  |  | TRIACTA | POWERHAWK 4224 | [9 empty] | VAV-923
|  |  |  | TRIDIUM | JACE 8000 | [9 empty] | VAV-924
|  |  |  | TRIDIUM | JACE 8000 | [9 empty] | VAV-925
|  |  |  | TRIDIUM | NIAGARA AX | [9 empty] | VAV-926
|  |  |  | TRIDIUM | NIAGARA N4 | [9 empty] | VAV-927
|  |  |  | TRIDIUM | NIAGARA N4 | [9 empty] | VAV-928
|  |  |  | TRIDIUM | VYKON | [9 empty] | VAV-929
|  |  |  | TRIDIUM | EDGE 10 | [9 empty] | VAV-93
|  |  |  | TRIDIUM | JACE 6E | [9 empty] | VAV-930
|  |  |  | TRIDIUM | IO-R-34 | [9 empty] | VAV-931
|  |  |  | TRIDIUM | IO-R-16 | [9 empty] | VAV-932
|  |  |  | TROX | TVB-A | [9 empty] | VAV-933
|  |  |  | TTK | FG-BBOX | [9 empty] | VAV-934
|  |  |  | TTK | FG-NET | [9 empty] | VAV-935
|  |  |  | TTK | FG-RELAY | [9 empty] | VAV-936
|  |  |  | TTK SAS | TTK-FG-NET | [9 empty] | VAV-937
|  |  |  | TURBOCHEF | SOTA | [9 empty] | VAV-938
|  |  |  | TURBOCHEF | ENCORE 2 | [9 empty] | VAV-939
|  |  |  | TURBOCHEF | I3 TOUCH | [9 empty] | VAV-94
|  |  |  | TURBOCHEF | PLEXOR A3 | [9 empty] | VAV-940
|  |  |  | TURBOCHEF | BULLET | [9 empty] | VAV-941
|  |  |  | TYRELL | TYRELL JACE8000 | [9 empty] | VAV-942
|  |  |  | TYRELL | NOT VERIFIED | [9 empty] | VAV-943
|  |  |  | TYRELL | EBMS IOT CONTROLLER | [9 empty] | VAV-944
|  |  |  | TZ | COURIER | [9 empty] | VAV-945
|  |  |  | TZ | NOT VERIFIED | [9 empty] | VAV-946
|  |  |  | TZ | TZ PAD | [9 empty] | VAV-947
|  |  |  | UBIQUITI | EDGEROUTER X | [9 empty] | VAV-948
|  |  |  | UBIQUITI | EDGEROUTER X | [9 empty] | VAV-949
|  |  |  | UBIQUITI | EDGEWATER X | [9 empty] | VAV-95
|  |  |  | UBIQUITI | ERPRO-8 | [9 empty] | VAV-950
|  |  |  | UBIQUITI | ES-24-LITE | [9 empty] | VAV-951
|  |  |  | UBIQUITI | UAP-AC | [9 empty] | VAV-952
|  |  |  | UBIQUITI | SWITCH 48 POE (500W) | [9 empty] | VAV-953
|  |  |  | UGE | VIEWUGE | [9 empty] | VAV-954
|  |  |  | UKG | INTOUCH DX G2 | [9 empty] | VAV-955
|  |  |  | ULTIMAKER | 2+ CONNECT | [9 empty] | VAV-956
|  |  |  | UMIDIGI | G2 TAB | [9 empty] | VAV-957
|  |  |  | UNITED TECHNOLOGIES (UTC) | UTC5501 | [9 empty] | VAV-958
|  |  |  | UNITED TECHNOLOGIES (UTC) | UTC5501 | [9 empty] | VAV-959
|  |  |  | UNKNOWN | E-JET LXSG-50E | [9 empty] | VAV-96
|  |  |  | USR IOT | USR-N580 | [9 empty] | VAV-960
|  |  |  | USYSTEMS | COLDLOGIK RDHX'S | [9 empty] | VAV-961
|  |  |  | VAISALA | WXT530 | [9 empty] | VAV-962
|  |  |  | VAISALA | AIR QUALITY SENSOR | [9 empty] | VAV-963
|  |  |  | VALENT | VXE-112-36-30H-12.5D-E | [9 empty] | VAV-964
|  |  |  | VALENT | VXE | [9 empty] | VAV-965
|  |  |  | VANTAGE | IRX II | [9 empty] | VAV-966
|  |  |  | VANTAGE | IC-DIN-II-LITE | [9 empty] | VAV-967
|  |  |  | VANTAGE | IC-DIN-II-LITE | [9 empty] | VAV-968
|  |  |  | VANTAGE | EQUINOX41 | [9 empty] | VAV-969
|  |  |  | VENDIMAN | VENDINGMACHINE | [9 empty] | VAV-97
|  |  |  | VENDIMAN | UPT1000F | [9 empty] | VAV-970
|  |  |  | VENTO CONNECT | IMI PNEUMATEX | [9 empty] | VAV-971
|  |  |  | VENTURER | VOYAGER | [9 empty] | VAV-972
|  |  |  | VENTURER | CHALLENGER 10 | [9 empty] | VAV-973
|  |  |  | VERDIGRIS | EINSTEIN VERSION 2 | [9 empty] | VAV-974
|  |  |  | VERIS | H8238 | [9 empty] | VAV-975
|  |  |  | VERIS | E5X SERIES METER | [9 empty] | VAV-976
|  |  |  | VERIS | E30 A/B/C | [9 empty] | VAV-977
|  |  |  | VERIS | E34E08 MULTI-CIRCUIT | [9 empty] | VAV-978
|  |  |  | VERIS | HW PROTOCOL SERIES | [9 empty] | VAV-979
|  |  |  | VERIS | WALL CO2 SENSOR | [9 empty] | VAV-98
|  |  |  | VERIS INDUSTRIES | H8822 | [9 empty] | VAV-980
|  |  |  | VERIZON | FSNO21VA | [9 empty] | VAV-981
|  |  |  | VERIZON | MIFI 8800L | [9 empty] | VAV-982
|  |  |  | VERTIV | LIEBART APM | [9 empty] | VAV-983
|  |  |  | VERTIV | LIEDERT APS | [9 empty] | VAV-984
|  |  |  | VERTIV | LIEBERT PFD067A-AH1 | [9 empty] | VAV-985
|  |  |  | VERTIV | LIEBERT PFD067A-AH1 | [9 empty] | VAV-986
|  |  |  | VERTIV | LIEBERT APM | [9 empty] | VAV-987
|  |  |  | VERTIV | 208V-60HZ-EXM | [9 empty] | VAV-988
|  |  |  | VERTIV | 208V-60HZ-EXM | [9 empty] | VAV-989
|  |  |  | VERTIV | LIEBERT EXM UPS | [9 empty] | VAV-99
|  |  |  | VERTIV | LIEBERT CRV | [9 empty] | VAV-990
|  |  |  | VERTIV | LIEBERT PDX | [9 empty] | VAV-991
|  |  |  | VERTIV | RDU101 | [9 empty] | VAV-992
|  |  |  | VERTIV | IS-UNITY-DP | [9 empty] | VAV-993
|  |  |  | VERTIV | IS-UNITY-SNMP | [9 empty] | VAV-994
|  |  |  | VERTIV | LIEBERT-ICOM CONTROLLER | [9 empty] | VAV-995
|  |  |  | VERTIV | LIEBERT-ICOM DISPLAY | [9 empty] | VAV-996
|  |  |  | VERTIV | LIEBERT EXS | [9 empty] | VAV-997
|  |  |  | VERTIV | ITA2 | [9 empty] | VAV-998
|  |  |  | VERTIV | LIEBERT EXL S1 | [9 empty] | VAV-999
|  |  |  | VERTIV | IS-UNITY-ICOM2 | [9 empty] | VFD-1
|  |  |  | VIABOT | RASPBERRY PI MODEL 3 B+ | [9 empty] | VFD-10
|  |  |  | VIEW INC | VS-NWC | [9 empty] | VFD-11
|  |  |  | VIEW INC | VN-CPHEL | [9 empty] | VFD-12
|  |  |  | VIEW INC | VS-SKY | [9 empty] | VFD-13
|  |  |  | VIEW INC | VS-FAN | [9 empty] | VFD-14
|  |  |  | VIEW INC | VS-EQ | [9 empty] | VFD-15
|  |  |  | VIEW SONIC | NUC5CPYH | [9 empty] | VFD-16
|  |  |  | VIGILANCE | VT 300 | [9 empty] | VFD-2
|  |  |  | VIRRY | SC-200 | [9 empty] | VFD-3
|  |  |  | VISAM | VTP-UC72 | [9 empty] | VFD-4
|  |  |  | VIVREAU | DE012-0233 | [9 empty] | VFD-5
|  |  |  | VIZIO | E70U-D3 | [9 empty] | VFD-6
|  |  |  | VIZIO | P602UI-B3 | [9 empty] | VFD-7
|  |  |  | VIZIO | P75-C1 | [9 empty] | VFD-8
|  |  |  | VIZIO | P42HDTV10A | [9 empty] | VFD-9
|  |  |  | VKI | ECCELLENZA TOUCH | [9 empty] | VRF-1
|  |  |  | VSI | SMART TERMINAL | [9 empty] | WM-1
|  |  |  | VYKON | JACE-300E | [9 empty] | WM-10
|  |  |  | VYKON | JACE 8000 | [9 empty] | WM-11
|  |  |  | VYKON | JACE 501 | [9 empty] | WM-12
|  |  |  | WAGO | 852-101 | [9 empty] | WM-13
|  |  |  | WAGO | 852-111 | [9 empty] | WM-14
|  |  |  | WAGO | 852-112 | [9 empty] | WM-15
|  |  |  | WAGO | 750-831 | [9 empty] | WM-16
|  |  |  | WAGO | 750-881 | [9 empty] | WM-17
|  |  |  | WAGO | WAGO 750-889 | [9 empty] | WM-18
|  |  |  | WALCHEM | CEC81-5NNNN | [9 empty] | WM-19
|  |  |  | WALCHEM | CEC8-32NANN | [9 empty] | WM-2
|  |  |  | WALCHEM | WCT600PSNNE-FN | [9 empty] | WM-20
|  |  |  | WALCHEM | CEC81-2NNNN | [9 empty] | WM-21
|  |  |  | WATTBIKE | PRO | [9 empty] | WM-22
|  |  |  | WATTBIKE | PRO | [9 empty] | WM-23
|  |  |  | WATTBIKE | WPM MODELB | [9 empty] | WM-24
|  |  |  | WATTMASTER CONTROLS | SYSMANAGER | [9 empty] | WM-25
|  |  |  | WATTSTOPPER | CUSTOM BUILD | [9 empty] | WM-26
|  |  |  | WATTSTOPPER | HLINKCC | [9 empty] | WM-27
|  |  |  | WATTSTOPPER | LP8 | [9 empty] | WM-28
|  |  |  | WATTSTOPPER | WEBLINK | [9 empty] | WM-29
|  |  |  | WEATHERMATIC | SL4800 | [9 empty] | WM-3
|  |  |  | WEATHERTRAK | N/A | [9 empty] | WM-30
|  |  |  | WEATHERTRAK | ET PRO3 | [9 empty] | WM-31
|  |  |  | WEATHERTRAK | ET PRO3 | [9 empty] | WM-32
|  |  |  | WEATHERTRAK | ET PRO3 | [9 empty] | WM-33
|  |  |  | WEATHERTRAK | ET PRO3 | [9 empty] | WM-34
|  |  |  | WEATHERTRAK | ET PRO3 | [9 empty] | WM-35
|  |  |  | WEATHERTRAK | ET PRO3 | [9 empty] | WM-36
|  |  |  | WEATHERTRAK | ET PRO2 | [9 empty] | WM-37
|  |  |  | WEATHERTRAK | ET PRO3 | [9 empty] | WM-38
|  |  |  | WEATHERTRAK | FLOWLINK-CT | [9 empty] | WM-39
|  |  |  | WEATHERTRAK | OPTIFLOW XR | [9 empty] | WM-4
|  |  |  | WEATHERTRAK | OPTIFLOW XR | [9 empty] | WM-40
|  |  |  | WEATHERTRAK | ET PRO2 | [9 empty] | WM-41
|  |  |  | WEATHERTRAK | ET PRO2 | [9 empty] | WM-42
|  |  |  | WEATHERTRAK | PRO 3 | [9 empty] | WM-43
|  |  |  | WEATHERTRAK | ET PRO2 | [9 empty] | WM-44
|  |  |  | WEATHERTRAK | PRO3 | [9 empty] | WM-45
|  |  |  | WEATHERTRAK | PRO3 (PBT 2-WIRE) | [9 empty] | WM-46
|  |  |  | WEATHERTRAK | WEATHERTRAK | [9 empty] | WM-47
|  |  |  | WEATHERTRAK | WEATHERTRAK PRO3 | [9 empty] | WM-48
|  |  |  | WEATHERTRAK | WTPRO3-12-CWM | [9 empty] | WM-49
|  |  |  | WEATHERTRAK | WTPRO3-C-2W48-CH1 | [9 empty] | WM-5
|  |  |  | WEBCTRL | NOT VERIFIED | [9 empty] | WM-50
|  |  |  | WEGOT | AQUA | [9 empty] | WM-6
|  |  |  | WEIDMUELLER | IE-SW-EL08-8TX | [9 empty] | WM-7
|  |  |  | WEIDMULLER | IE-SW-BL05-5TX | [9 empty] | WM-8
|  |  |  | WEIDMULLER | IE-SW-BL08-8TX | [9 empty] | WM-9
|  |  |  | WEIDMULLER | IE-SW8-ECO | [9 empty] | WST-1
|  |  |  | WEIDMULLER | IE-SW-BL08-8TX
|  |  |  | WEINTEK | MT8071IE
|  |  |  | WEINTEK | MT8071IE
|  |  |  | WEINZIERL | KNX IP INTERFACE 730
|  |  |  | WESTELL | ADSL2+ ROUTER
|  |  |  | WESTERMO | SDI-550
|  |  |  | WESTERMO | EDW100
|  |  |  | WETEK | AIRTV
|  |  |  | WETEK | AIRTV
|  |  |  | WILO | CO 2MHIL903 BC
|  |  |  | WILO | WEH-2-306-T/CE-2D
|  |  |  | WINLAND ELECTRONICS | EA200-12
|  |  |  | WINTERHALTER | UC SERIES
|  |  |  | WITTENBORG | 9100
|  |  |  | WMF | WMF 5000 S
|  |  |  | WMF | WMF 5000 S
|  |  |  | WMF | WMF 5000 S
|  |  |  | WMF | WMF 5000 S
|  |  |  | WMF | 9000 S+
|  |  |  | WMF | 1100 S
|  |  |  | WOODWARD | EASYGEN-3200XT
|  |  |  | WOODWAY | DESMO '05
|  |  |  | WOODWAY | PRO 4700
|  |  |  | WTEC | SDIR-1-B
|  |  |  | WTEC | SENG-1-4834-250
|  |  |  | XBOX | 1681
|  |  |  | XBOX | MODEL 1540
|  |  |  | XIAOMI | BEDSIDE LAMP 2
|  |  |  | XIAOMI | REDMI 7A
|  |  |  | XORO | MEGAPAD 1404 V2
|  |  |  | XTRALIS | VHX-1420
|  |  |  | XYLEM | ACLARA KV2C
|  |  |  | XYLEM | POLLUSTAT
|  |  |  | XYLEM | SENSUS POLLUTHERM
|  |  |  | XYLEM | HRI-B SENSOR (DATA)
|  |  |  | XYLEM | SERIES E-1510
|  |  |  | YAMAHA | RTX1210
|  |  |  | YAMAHA | RTX830
|  |  |  | YAP ENG | N/A
|  |  |  | YASKAWA | GA500
|  |  |  | YEELIGHT | LED LIGHT STRIP 1S
|  |  |  | YEELIGHT | LED LIGHT BULB
|  |  |  | YES. | HD SATELLITE TV BOX
|  |  |  | YORK | YEFN24
|  |  |  | YORK | YAH1FB
|  |  |  | YORK | Y1GW04CDE
|  |  |  | YORK | YKGW12CDE
|  |  |  | YORK | YKGW06CDE
|  |  |  | YORK | YMAE
|  |  |  | YORK | YK CHILLERS STYLE H
|  |  |  | YORK | YMC2 SERIES
|  |  |  | YUNHUI | LS530C
|  |  |  | YUTAKA | GTP1000
|  |  |  | ZAN COMPUTE | ROUTER
|  |  |  | ZEBRA | FX9600-42320A50-US
|  |  |  | ZECO AIRCON | CEILING SUSPENDEDAHU
|  |  |  | ZIEGLER | ZAM LC60
|  |  |  | ZIEHL | EBM-PAPST K3G630
|  |  |  | ZIEHL | GR31C
|  |  |  | ZIEHL | GR28C
|  |  |  | ZIEHL-ABEGG | C-ECBLUE
|  |  |  | ZIP | HYDROTAP G4 BC
|  |  |  | ZIP | HYDROTAP G5
|  |  |  | ZIP ASSIST | CMMS
|  |  |  | ZKTECO | SFACE900
|  |  |  | ZOTAC | ZBOX-CI325NANO
|  |  |  | ZTE | ZXHN F650
|  |  |  | ZTE | ​​USB STICK U03
|  |  |  | ZTE | USB STICK U03
|  |  |  | ZUMTOBEL | LITECOM CCD
|  |  |  | ZUMTOBEL | LITECOM CCD
|  |  |  | ZYXEL | AMG1302-T10A
|  |  |  | ZYXEL | S-108B V2
|  |  |  | ZYXEL | GS1920-48HP
|  |  |  | ZYXEL | P-660HN-I
|  |  |  | ZYXEL | ZYWALL USG 20
|  |  |  | ZYXEL | C1100Z
|  |  |  | ZYXEL | EMG2926-Q10A